## 2024 RA assets
RA | Station ID | WMO ID or NWS/CMAN ID | Station Long Name | Station Description | Latitude (dec deg) | Longitude (dec deg) | Platform Type | Station Deployment (mm/yyyy, yyyy, < 5 yr, > 5 yr) | Currently Operational? (Y, N, O, U) | Platform Funder/Sponsor | RA Funding Involvement (Yf, Yp, N) | Platform Operator/Owner | Operator Sector | Platform Maintainer | Data Manager | Variable Names + water column depth of measurement in meters [CF_name (# m, # m) or CF_name (mult) or CF_name (# depths)]. | Additional notes
AOOS | CSESM | NOT REAL TIME | Chukchi Sea Ecosystem Mooring (CSESM) Array | Hannah Shoal subsurface ecosystem mooring with a bunch of sensros and benthic webcam; Seabird 37sm, SBE SEAPHox, Contros HYDRO-C, Satlantic SUNA, Hydrobios, Aural Sequoia LISST, Teledyne ADCP, Aanderaa RCM9, | 71.5997 | -161.5054 | moored_buoy | 2014-09-20 | Y - but never real time | AOOS, NPRB, UAF, others | Yp | UAF_CFOS | Academic | UAF | North Pacific Research Board | sea_water_temperature (35m, 48m, near-bottom), sea_water_electrical_conductivity ( ~35m, ~48m, near-bottom), sea_water_practical_salinity (35m, 48m, near-bottom), current_velocity (3-30 m, 1m bins; near-bottom), sea_surface_wave_significant_height, sea_surface_wave_to_direction, sea_surface_wave_mean_period, nitrate (35m), dissolved_oxygen (35 m), sea_water_pH_reported_on_total_scale (35 m), partial_pressure_of_carbon_dioxide_in_sea_water (35 m), sediment_trap_parameters (38m), fish_and_plankton_acoustic_profile (0.5-30m in 4 cm bins), partical_size_spectra (35 m), sea_water_pressure (35, ~48 m, near bottom), downwelling_photosynthetic_photon_flux_in_sea_water | two to three moorings at the CEO which are rotated annually. ~1 year lag on data ingestion. NOTE: Depths of sensors may vary from year to year, and started out shallower around 27m in the first year on the CEO1...the depths have increased a bit to avoid ice and as they rotate the mooring and the exact water depths for each year are reported in the ERDDAP. NOT SURE OF CF NAMES for all these variables as it depends on the units; Not sure what sediment trap parameters are being reported; not sure CF name for fish and plankton acoustics; not sure CF name for partical size. These data are being processed in the workspace…but not all reporting to the AOOS Portal. (KB: Don't worry about CF names, I'll figure it out). We are still working on how to best host all variations these data which are being stored on the NPRB Workspace...data curerntly not showing on the AOOS Portal are likely to made into a catalogue item where it is downloadable, but not visualized. This poses complications for Axiom, but I am working on it. NPRB is the Data Managing entity.
AOOS | CEO1 | Not real time | CEO1 (part of the CSEM) |  | 71.5997 | -161.5054 | moored_buoy | 2014-09-21 | Y - but never real time | same as above | Yp | UAF-CFOS | Academic | UAF | North Pacific Research Board | sea_water_temperature, sea_water_electrical_conductivity, sea_water_practical_salinity, sea_water_pressure, near bottom), downwelling_photosynthetic_photon_flux_in_sea_water | Data visualizaed on the AOOS Portal includes 2 CTDS on the CEO1 mooring, deployed between 27 and 42 m and PAR. Other parameters maybe available from year to year. You can visualized the data by depth (scroll the depths using DEVICES icon): AOOS Portal link: https://portal.aoos.org/#metadata/123828/station/data
AOOS | CEO2 | Not real time | CEO2 (part of the CSEM) |  | 71.5998 | -161.5261 | moored_buoy | 2015-08-20 | Y- but never real time | sames as above | Yp | UAF-CFOS | Academic | UAF | North Pacific Research Board | sea_water_temperature, sea_water_electrical_conductivity, sea_water_practical_salinity, sea_water_turbidity, fluorescence, fractional_saturation_of_oxygen_in_sea_water, sea_water_pressure, downwelling_photosynthetic_photon_flux_in_sea_water | This is the list of all sensors reporting to the AOOS Portal are at ~33m on this data feed, though there maybe other sensors on this mooring as well not reported on the portal. AOOS Portal link: https://portal.aoos.org/#metadata/123829/station/data
AOOS | urn:gulf-of-alaska-ecosystem-obse | not reporting real time anymore | Gulf of Alaska Ecosystem Observatory-GEO1 | Surface real time mooring: CDOM, 150kHz ADCP, SBE 37 TSP, ITP (Profiling CTD_ conductivity, temperature, pressure, salinity, depth, Chlorophyll, CDOM, OBS, DO, NO3), GPS, wind speed, wind direction, air temp, relative humidity, dew point, barometric pressure, downwelling photosynthetic photon flux in sea water | 59.0142 | -148.6902 | Fixed moored_buoy | 2019-07-11 | Y - but not real time at moment, so data not updated as of 12/2019 | M.J. Murdock Charitable Trust, AOOS, NPRB, Gulf Watch (Exxom Valdez Oil Spill Trustees Council) , UAF, NSF-LTER, others | Yp | UAF_CFOS | Academic | UAF | NSF | Real time mooring: 150kHz ADCP (205m), SBE 37 TSP (205m), ITP (Profiling CTD: sea_water_electrical_conductivity, sea_water_temperature, sea_water_pressure, sea_water_practical_salinity, depth, mass_concentration_of_chlorophyll_in_sea_water, CDOM, OBS, DO, NO3); GPS, wind_speed, wind_from_direction, air_temperature, relative_humidity, dew_point_temperature, air_pressure, downwelling_photosynthetic_photon_flux_in_sea_water (1m), mass_concentration_of_chlorophyll_in_sea_water (1m) | The buoy was not serving real time data feeds from the profiling CTD the ADCP current meter. The Surface MET sensors and the 1 m fluorometer and PAR were reporting data realtime in 2019. Will work on WMO assignments if and when this mooring becomes fully operational. This buoy stopped reporting real time data in Dec of 2019.
AOOS | urn:gulf-of-alaska-ecosystem-obse-1 | not reporting real time anymore | Gulf of Alaska Ecosystem Observatory-GEO3 | Surface real time mooring: GPS, wind speed, wind direction, air temp, relative humidity, dew point, barometric pressure, Chlorophyll | 59.0165 | -148.6966 | Fixed moored_buoy | 2019-07-11 | Y - but not real time at moment | M.J. Murdock Charitable Trust, AOOS, NPRB, Gulf Watch (Exxom Valdez Oil Spill Trustees Council) , UAF, NSF-LTER, others | Yp | UAF_CFOS | Academic | UAF | NSF | Real time mooring: GPS, wind_speed, wind_from_direction, air_temperature, relative_humidity, dew_point_temperature, air_pressure, mass_concentration_of_chlorophyll_in_sea_water (5m), sea_water_electrical_conductivity (5m), downwelling_photosynthetic_photon_flux_in_sea_water (5m), sea_water_temperature (5m), sea_water_practical_salinity (5m) | Note: The 5 m SBE 37 CTD (Conductivity, temperature, pressure and salinity) was not reporting for this mooring. It stopped reporting data after a storm on November 11, 2019. It is not clear why. Surface buoy MET and PAR variables stopped reporting meaningful values after a storm Dec 9. Will work on WMO assignments if and when this mooring is fully operational. WMO still not established in 2021. Stopped reporting real time Sep 22, 2021.
AOOS | urn:ioos:station:org.gulfwatchalaska:GAK1 | Not real time | Oceanographic Station GAK1 | Longterm non-realtime physcial parameters mooring since 1998; Resurrection Bay, Seward | 59.845 | -149.4667 | moored_buoy | 1905-06-20 | Y - but no real time | UAF, Exxon Valdez Oil Spill Trustees Council, and multiple entities over the years (NSF NE Pacific GLOBEC, NPRB) | N | UAF_CFOS | Academic | UAF CFOS | UAF, AOOS | NOT REAL TIME: sea_water_temperature (30 m, 60 m, 100 m, 150 m, 200 m, 250 m), sea_water_electrical_conductivity (30 m, 60 m, 100 m, 150 m, 200 m, 250 m), sea_water_salinity (30 m, 60 m, 100 m, 150 m, 200 m, 250 m) | Subsurface mooring collecting CTD paramaters; http://www.ims.uaf.edu/gak1/; http://www.gulfwatchalaska.org/monitoring/environmental-drivers/gulf-of-alaska-mooring-gak1-monitoring/
AOOS | urn:ioos:station:gov.noaa.pmel:GAK_Seward | No longer reporting real time on AOOS Portal | GAKOA-Gulf of Alaska Ocean Acidification Mooring | Resurrection Bay, Seward, Real-time OA parameters | 59.85 | -149.5 | moored_buoy | 2011-05-19 | Y - Federal asset AOOS Supports | AOOS, NOAA | Yp | NOAA_PMEL | gov_federal | NOAA PMEL, UAF_OARC | NOAA | dissolved_carbon_dixoide_ppm, partial_pressure_of_carbon_dioxide_in_sea_water, sea_water_pH, sea_water_temperature, sea_water_salinity, barometric_pressure | Though AOOS Supported, these data are Not reporting to the AOOS Portal since January 2020. NOAA is providing sole real time access to these data from now on.
AOOS | urn:ioos:station:gov.noaa.pmel:m2 | No longer reporting real time on AOOS Portal | M2 - Ocean Acidification Mooring and Ecosytem Observatory | Bering Sea, Real-time OA parameters | 56.87 | -164.06 | moored_buoy | 1905-07-03 | Y - Federal asset AOOS Supports | NOAA, AOOS | Yp | NOAA_PMEL | gov_federal | NOAA, PMEL, UAF_OARC | NOAA | dissolved_carbon_dixoide_ppm, partial_pressure_of_carbon_dioxide_in_sea_water , sea_water_pH, sea_water_temperature, sea_water_salinity, barometric_pressure | Though AOOS Supported, the data are Not reporting to the AOOS Portal since January 2020. NOAA is providing sole real time access to these data from now on. AOOS supports both OA sensors on this mooring and is contirbuting to the build-out of this mooring into a full Ecosystem Observatory (Like CEO and GEO) for the southern Bering Strait.
AOOS | M8 - this is a federal station AOOS is partially supporting | Not Real Time | M8 - Ecosystem Observatory | Bering Sea - non-realtime | 62.194 | -174.688 | moored_buoy | intermittantly deployed | Y - Federal asset AOOS Supports | NOAA, AOOS | Yp | NOAA_PMEL | gov_federal | NOAA, PMEL, UAF | NOAA | Physical parameters, but currently also being built out as an ecosystem observatory. | NOAA is providing sole access to these data . AOOS is contirbuting to the build-out of this mooring into a full Ecosystem Observatory (Like M2, CEO and GEO) for the southern Bering Strait. Not real time. PMEL ECO-FOCI program.
AOOS | urn:ioos:station:org.mxak:AKUTAN_WX | AKXA2 | Akutan, Port | WEATHER (no AIS); AIS LOCATED AT DIFFERENT SPOT | 54.1321 | -165.7818 | Fixed | 06/14/17; 7/26/2017 | Y | AOOS | Yf | Marine Exchange of Alaska | nonprofit | MXAK (Marine Exchange of Alaska) | AOOS | dew_point_temperaure, air_temperature, air_pressure, relative_humidity, wind_speed_of_gust, wind_gust_from_direction, wind_speed, wind_from_direction | need to cross check station
AOOS | urn:ioos:station:org.mxak:ANCHORAGE_PORT | APMA2 | Anchorage Port | AIS TRANSCEIVER WITH WEATHER | 61.2387 | -149.8888 | Fixed | 2015-05-05 | Y | AOOS | Yf | Marine Exchange of Alaska | nonprofit | MXAK (Marine Exchange of Alaska) | AOOS | dew_point_temperaure, air_temperature, air_pressure, relative_humidity, wind_speed_of_gust, wind_gust_from_direction, wind_speed, wind_from_direction
AOOS | org_mxak_bethel | BEXA2 | Bethel | Weather (not sure if there is AIS there) | 60.7915 | -161.7487 | Fixed | 2019-12-28 | Y | AOOS | Yp | Marine Exchange of Alaska | nonprofit | MXAK (Marine Exchange of Alaska) | AOOS | dew_point_temperaure, air_temperature, air_pressure, relative_humidity, wind_speed_of_gust, wind_gust_from_direction, wind_speed, wind_from_direction | New in 2019 but AOOS not reporting until 2020
AOOS | urn:ioos:station:org.mxak:CAPE_DECISION | CDXA2 | Cape Decision | AIS STATION WITH WEATHER | 56.0015 | -134.136 | Fixed | 2015-05-05 | Y | MXAK | N | Marine Exchange of Alaska | nonprofit | MXAK (Marine Exchange of Alaska) | AOOS | dew_point_temperaure, air_temperature, air_pressure, relative_humidity, wind_speed_of_gust, wind_gust_from_direction, wind_speed, wind_from_direction | went offline August 2020. Back online in 2021.
AOOS | cape-spencer-1 | CSXA2 | Cape Spencer | AIS STATION WITH WEATHER | 58.1988 | -136.6401 | Fixed | 2021-06-22 | Y | AOOS | Yf | Marine Exchange of Alaska | nonprofit | MXAK (Marine Exchange of Alaska) | AOOS | dew_point_temperaure, air_temperature, air_pressure, relative_humidity, wind_speed_of_gust, wind_gust_from_direction, wind_speed, wind_from_direction | Installed in June 2021, but data did not start on AOOS Portal until December 8, 2021
AOOS | urn:ioos:station:org.mxak:CAPTAINS_BAY | CPXA2 | Captains Bay - Dutch Harbor | WEATHER (No AIS) | 53.8429 | -166.5832 | Fixed | 2018-12-12 | Y | AOOS | Yf | Marine Exchange of Alaska | nonprofit | MXAK (Marine Exchange of Alaska) | AOOS | dew_point_temperaure, air_temperature, air_pressure, relative_humidity, wind_speed_of_gust, wind_gust_from_direction, wind_speed, wind_from_direction
AOOS | urn:ioos:station:org.mxak:CORDOVA_WX | COXA2 | Cordova | AIS TRANSCEIVER WITH WEATHER | 60.5424 | -145.766 | Fixed | 2017-07-26 | Y | AOOS | Yf | Marine Exchange of Alaska | nonprofit | MXAK (Marine Exchange of Alaska) | AOOS
AOOS | urn:ioos:station:org.mxak:DEAD_HORSE | DHXA2 | Deadhorse, Prudhoe Bay | AIS TRANSCEIVER WITH WEATHER | 70.2224 | -148.4193 | Fixed | 10/01/15; 9/30/2015 | Y | AOOS | Yf | Marine Exchange of Alaska | nonprofit | MXAK (Marine Exchange of Alaska) | AOOS | dew_point_temperaure, air_temperature, air_pressure, relative_humidity, wind_speed_of_gust, wind_gust_from_direction, wind_speed, wind_from_direction | AOOS webstie record starts September 15, 2015. It was installed Spring of 2015
AOOS | urn:ioos:station:org.mxak:DUTCH_HARBOR_APL | DPLA2 | Dutch Harbor APL | WEATHER (NO AIS) | 53.8836 | -166.5313 | Fixed | 05/05/15; 4/16/2015 | Y | MXAK | N | Marine Exchange of Alaska | nonprofit | MXAK (Marine Exchange of Alaska) | AOOS | dew_point_temperaure, air_temperature, air_pressure, relative_humidity, wind_speed_of_gust, wind_gust_from_direction, wind_speed, wind_from_direction
AOOS | urn:ioos:station:org_mxak_dutch_harbor_pilotst | DPXA2 | Dutch Harbor PilotSta | Weather, not sure about AIS | 53.8891 | -166.5421 | Fixed | 2018-12-12 | Y | AOOS, MXAK | Yp | Marine Exchange of Alaska | nonprofit | MXAK (Marine Exchange of Alaska) | AOOS | air_temperature, air_pressure, dew_point_temperature, relative_humidity, wind_speed_of_gust, wind_gust_from_direction, wind_speed, wind_from_direction | Not sure why this not on 2019 inventory, but we may not have started posting data until 2020. IT happens.
AOOS | urn:ioos:station:org.mxak:DUTCH_HARBOR_PORT_OFFICE | DPOA2 | Dutch Harbor - Port Office | WEATHER (NO AIS) | 53.9027 | -166.5284 | Fixed | 07/02/15; 5/5/15 | Y | MXAK | N | Marine Exchange of Alaska | nonprofit | MXAK (Marine Exchange of Alaska) | AOOS | dew_point_temperaure, air_temperature, air_pressure, relative_humidity, wind_speed_of_gust, wind_gust_from_direction, wind_speed, wind_from_direction
AOOS | urn:ioos:station:org.mxak:ELDRED_ROCK | ERXA2 | Eldred Rock | AIS STATION WITH WEATHER | 58.9713 | -135.2208 | Fixed | 2015-05-05 | Y | MXAK | N | Marine Exchange of Alaska | nonprofit | MXAK (Marine Exchange of Alaska) | AOOS | dew_point_temperaure, air_temperature, air_pressure, relative_humidity, wind_speed_of_gust, wind_gust_from_direction, wind_speed, wind_from_direction
AOOS | urn:ioos:station:org.mxak:GAMBELL | BGBXA2 | Gambell, St. Lawrence Island | Weather and AIS eATON/Transceiver | 63.7769 | -171.7153 | Fixed | 2019-05-31 | Y | AOOS, MXAK | Yp | Marine Exchange of Alaska | nonprofit | MXAK (Marine Exchange of Alaska) | AOOS | dew_point_temperaure, air_temperature, air_pressure, relative_humidity, wind_speed_of_gust, wind_gust_from_direction, wind_speed, wind_from_direction
AOOS | org_mxak_george_island | GEXA2 | George Island | Weather and AIS | 58.2118 | -136.3813 | Fixed | 2019-12-22 | Y | MXAK | N | Marine Exchange of Alaska | nonprofit | MXAK (Marine Exchange of Alaska) | AOOS | dew_point_temperaure, air_temperature, air_pressure, relative_humidity, wind_speed_of_gust, wind_gust_from_direction, wind_speed, wind_from_direction | New in late 2019. Not reporting on AOOS until 2020
AOOS | grave-point | GPXA2 | Grave Point | Weather and AIS | 58.0622 | -134.0511 | Fixed | 2021-06-04 | Y | MXAK | N | Marine Exchange of Alaska | nonprofit | MXAK (Marine Exchange of Alaska) | AOOS | dew_point_temperaure, air_temperature, air_pressure, relative_humidity, wind_speed_of_gust, wind_gust_from_direction, wind_speed, wind_from_direction | Installed June 2021, but not reporting data on AOOS Portal until December 8, 2021
AOOS | urn:ioos:station:org.mxak:GUARD_ISLAND | GIXA2 | Guard Island | WEATHER (NO AIS) | 55.4464 | -131.881 | Fixed | 2015-05-05 | Y | AOOS | Yf | Marine Exchange of Alaska | nonprofit | MXAK (Marine Exchange of Alaska) | AOOS | dew_point_temperaure, air_temperature, air_pressure, relative_humidity, wind_speed_of_gust, wind_gust_from_direction, wind_speed, wind_from_direction
AOOS | urn:ioos:station:org.mxak:GUSTAVUS | GUXA2 | Gustavus Dock | AIS TRANSCEIVER WITH WEATHER | 58.4077 | -135.7263 | Fixed | 9/19/2014; 07/26/2017 | Y | AOOS | Yf | Marine Exchange of Alaska | nonprofit | MXAK (Marine Exchange of Alaska) | AOOS | dew_point_temperaure, air_temperature, air_pressure, relative_humidity, wind_speed_of_gust, wind_gust_from_direction, wind_speed, wind_from_direction | Need to check install date (2014) vs date AOOS started reporting (July 2017)
AOOS | urn:ioos:station:org.mxak:HAINES | HAXA2 | Haines Harbor | AIS TRANSCEIVER WITH WEATHER | 59.2341 | -135.4417 | Fixed | 09/01/15; 7/26/2017 | Y | AOOS | Yf | Marine Exchange of Alaska | nonprofit | MXAK (Marine Exchange of Alaska) | AOOS | dew_point_temperaure, air_temperature, air_pressure, relative_humidity, wind_speed_of_gust, wind_gust_from_direction, wind_speed, wind_from_direction | Need to check install date (2015) vs date AOOS started reporting (July 2017)
AOOS | urn:ioos:station:org.mxak:HOMER_SPIT | HMSA2 | Homer Spit (Homer Port) | AIS TRANSCEIVER WITH WEATHER | 59.6021 | -151.4174 | Fixed | 2015-05-05 | Y | AOOS | Yf | Marine Exchange of Alaska | nonprofit | MXAK (Marine Exchange of Alaska) | AOOS | dew_point_temperaure, air_temperature, air_pressure, relative_humidity, wind_speed_of_gust, wind_gust_from_direction, wind_speed, wind_from_direction
AOOS | urn:ioos:station:org.mxak:ICY_BAY | ICYA2 | Icy Bay | AIS STATION WITH WEATHER | 59.9235 | -141.3586 | Fixed | 2015-05-05 | Y | MXAK | N | Marine Exchange of Alaska | nonprofit | MXAK (Marine Exchange of Alaska) | NDBC, AOOS | dew_point_temperaure, air_temperature, air_pressure, relative_humidity, wind_speed_of_gust, wind_gust_from_direction, wind_speed, wind_from_direction | Note: On NDBC Site, this is not referred to as a CMAN. Go to: https://www.ndbc.noaa.gov/to_station.shtml
AOOS | urn:ioos:station:org.mxak:JUNEAU_AML | JMLA2 | Juneau AML | AIS TRANSCEIVER WITH WEATHER | 58.2855 | -134.3899 | Fixed | 2015-05-05 | Y | AOOS | Yf | Marine Exchange of Alaska | nonprofit | MXAK (Marine Exchange of Alaska) | AOOS | dew_point_temperaure, air_temperature, air_pressure, relative_humidity, wind_speed_of_gust, wind_gust_from_direction, wind_speed, wind_from_direction | Note: On NDBC Site, this is not referred to as a CMAN. Go to: https://www.ndbc.noaa.gov/to_station.shtml
AOOS | urn:ioos:station:org.mxak:JUNEAU_AJ_DOCK | AJXA2 | Juneau AJ Dock | Weather (no AIS) | 58.2872 | -134.398 | Fixed | 2017-07-26 | Y | City and Bororugh of Juneau | N | Marine Exchange of Alaska | nonprofit | MXAK (Marine Exchange of Alaska) | AOOS | dew_point_temperaure, air_temperature, air_pressure, relative_humidity, wind_speed_of_gust, wind_gust_from_direction, wind_speed, wind_from_direction | need to cross check station
AOOS | urn:ioos:station:org.mxak:JUNEAU_ANG_DOCK | JNGA2 | Juneau ANG Dock | Weather (no AIS) | 58.2907 | -134.394 | Fixed | 2017-07-26 | Y | City and Bororugh of Juneau | N | Marine Exchange of Alaska | nonprofit | MXAK (Marine Exchange of Alaska) | AOOS | dew_point_temperaure, air_temperature, air_pressure, relative_humidity, wind_speed_of_gust, wind_gust_from_direction, wind_speed, wind_from_direction | need to cross check station
AOOS | urn:ioos:station:org.mxak:JUNEAU_LIBRARY | JLXA2 | Juneau Library | Weather (no AIS) | 28.2982 | -134.4045 | Fixed | 2017-07-26 | Y | City and Bororugh of Juneau | N | Marine Exchange of Alaska | nonprofit | MXAK (Marine Exchange of Alaska) | AOOS | dew_point_temperaure, air_temperature, air_pressure, relative_humidity, wind_speed_of_gust, wind_gust_from_direction, wind_speed, wind_from_direction | need to cross check station
AOOS | urn:ioos:station:org.mxak:KENAI | KNXA2 | Kenai | AIS TRANSCEIVER WITH WEATHER | 60.5319 | -151.253 | Fixed | 2015-05-05 | Y | AOOS | Yf | Marine Exchange of Alaska | nonprofit | MXAK (Marine Exchange of Alaska) | AOOS | dew_point_temperaure, air_temperature, air_pressure, relative_humidity, wind_speed_of_gust, wind_gust_from_direction, wind_speed, wind_from_direction
AOOS | urn:ioos:station:org.mxak:KETCHIKAN | KEXA2 | Ketichikan Harbor | Weather | 55.3516 | -131.6839 | Fixed | 2015-05-05 | Y | AOOS | Yf | Marine Exchange of Alaska | nonprofit | MXAK (Marine Exchange of Alaska) | AOOS | dew_point_temperaure, air_temperature, air_pressure, relative_humidity, wind_speed_of_gust, wind_gust_from_direction, wind_speed, wind_from_direction
AOOS | urn:ioos:station:org.mxak:SALMON_LANDING | SLXA2 | Ketchikan, Salmon Landing | WEATHER (no AIS) | 55.3395 | -1331.6442 | Fixed | 2017-07-28 | Y | AOOS | Yf | Marine Exchange of Alaska | nonprofit | MXAK (Marine Exchange of Alaska) | AOOS | dew_point_temperaure, air_temperature, air_pressure, relative_humidity, wind_speed_of_gust, wind_gust_from_direction, wind_speed, wind_from_direction
AOOS | king-cove-ak-kcxa2 | KCXA2 | King Cove | Weather | 55.0566 | -162.3263 | Fixed | 2023-04-20 | Y | AOOS | Yp | Marine Exchange of Alaska | nonprofit | MXAK (Marine Exchange of Alaska) | AOOS | dew_point_temperaure, air_temperature, air_pressure, relative_humidity, wind_speed_of_gust, wind_gust_from_direction, wind_speed, wind_from_direction | new in 2023
AOOS | urn:ioos:station:org.mxak:KODIAK_GULL_ISLAND | KGXA2 | Kodiak, Gull Island | WEATHER (NO AIS) | 57.7773 | -152.4252 | Fixed | 5/24/2016; 12/12/18 | N | AOOS | Yf | Marine Exchange of Alaska | nonprofit | MXAK (Marine Exchange of Alaska) | AOOS | dew_point_temperaure, air_temperature, air_pressure, relative_humidity, wind_speed_of_gust, wind_gust_from_direction, wind_speed, wind_from_direction
AOOS | kodiak_matson_crane | KMXA2 | Kodiak Matson Crane | Weather (AIS Status unknown) | 57.7821 | -152.4338 | Fixed | 2021-01-28 | Y | MXAK | N | Marine Exchange of Alaska | nonprofit | MXAK (Marine Exchange of Alaska) | AOOS | dew_point_temperaure, air_temperature, air_pressure, relative_humidity, wind_speed_of_gust, wind_gust_from_direction, wind_speed, wind_from_direction
AOOS | kotzebue-sound-ak | KOZA2 | Kotzebue Sound, AK | Weather, AIS | 66.9009 | -162.5895 | Fixed | 2023-02-28 | Y | MXAK |  | Marine Exchange of Alaska | nonprofit | MXAK (Marine Exchange of Alaska) | AOOS | dew_point_temperaure, air_temperature, air_pressure, relative_humidity, wind_speed_of_gust, wind_gust_from_direction, wind_speed, wind_from_direction | new in 2023
AOOS | urn:ioos:station:org.mxak:LITTLE_ISLAND | LIXA2 | Little Island | WEATHER (NO AIS) | 58.54 | -135.0471 | Fixed | 2015-05-05 | Y | AOOS | Yf | Marine Exchange of Alaska | nonprofit | MXAK (Marine Exchange of Alaska) | AOOS | dew_point_temperaure, air_temperature, air_pressure, relative_humidity, wind_speed_of_gust, wind_gust_from_direction, wind_speed, wind_from_direction
AOOS | urn:ioos:station:org.mxak:MARMION_ISLAND | MRNA2 | Marmion Island | WEATHER (NO AIS) | 58.1984 | -134.2568 | Fixed | 2015-05-15 | Y | AOOS | Yf | Marine Exchange of Alaska | nonprofit | MXAK (Marine Exchange of Alaska) | AOOS | dew_point_temperaure, air_temperature, air_pressure, relative_humidity, wind_speed_of_gust, wind_gust_from_direction, wind_speed, wind_from_direction | Note: On NDBC Site, this is not referred to as a CMAN. Go to: https://www.ndbc.noaa.gov/to_station.shtml
AOOS | urn:ioos:station:org.mxak:MARY_ISLAND | MRYA2 | Mary Island | AIS STATION WITH WEATHER | 55.0991 | -131.1821 | fixed | 2015-05-05 | Y | MXAK | N | Marine Exchange of Alaska | nonprofit | MXAK (Marine Exchange of Alaska) | NDBC, AOOS | dew_point_temperaure, air_temperature, air_pressure, relative_humidity, wind_speed_of_gust, wind_gust_from_direction, wind_speed, wind_from_direction | Note: On NDBC Site, this is not referred to as a CMAN. Go to: https://www.ndbc.noaa.gov/to_station.shtml
AOOS | urn:ioos:station:org.mxak:MENDENHALL_VALLEY | MVXA2 | Mendenhall Valley | AIS STATION WITH WEATHER | 58.3641 | -134.6059 | Fixed | 2015-05-05 | Y | MXAK | N | Marine Exchange of Alaska | nonprofit | MXAK (Marine Exchange of Alaska) | AOOS | dew_point_temperaure, air_temperature, air_pressure, relative_humidity, wind_speed_of_gust, wind_gust_from_direction, wind_speed, wind_from_direction
AOOS | urn:ioos:station:org.mxak:MIDDLETON_ISLAND | MDXA2 | Middleton Island | AIS TRANSCEIVER WITH WEATHER | 59.4377 | -146.3275 | Fixed | 2015-09-30 | Y | AOOS | Yf | Marine Exchange of Alaska | nonprofit | MXAK (Marine Exchange of Alaska) | AOOS
AOOS | midway-island | MIXA2 | Midway Island | AIS TRANSCEIVER WITH WEATHER | 57.8368 | -133.8141 | Fixed | 2021-06-07 | Y | AOOS | Yf | Marine Exchange of Alaska | nonprofit | MXAK (Marine Exchange of Alaska) | AOOS | dew_point_temperaure, air_temperature, air_pressure, relative_humidity, wind_speed_of_gust, wind_gust_from_direction, wind_speed, wind_from_direction | Data started at Axiom 12/8/21
AOOS | urn:ioos:station:org.mxak:MXAK_OFFICE | MXXA2 | MXAK Office | WEATHER (NO AIS) | 58.3014 | -134.4258 | Fixed | 2015-05-05 | Y | MXAK | N | Marine Exchange of Alaska | nonprofit | MXAK (Marine Exchange of Alaska) | AOOS | dew_point_temperaure, air_temperature, air_pressure, relative_humidity, wind_speed_of_gust, wind_gust_from_direction, wind_speed, wind_from_direction
AOOS | urn:ioos:station:org.mxak:NAKED_ISLAND | NKXA2 | Naked Island | AIS ATon with WEATHER | 58.2553 | -134.945 | Fixed | 2015-05-05 | Y | AOOS | Yf | Marine Exchange of Alaska | nonprofit | MXAK (Marine Exchange of Alaska) | AOOS | dew_point_temperaure, air_temperature, air_pressure, relative_humidity, wind_speed_of_gust, wind_gust_from_direction, wind_speed, wind_from_direction
AOOS | nelson-lagoon-1 | NLXA2 | Nelson Lagoon | Weather (AIS Status unknown) | 56.005 | -161.1772 | Fixed | 2021-01-21 | Y | MXAK | N | Marine Exchange of Alaska | nonprofit | MXAK (Marine Exchange of Alaska) | AOOS | dew_point_temperaure, air_temperature, air_pressure, relative_humidity, wind_speed_of_gust, wind_gust_from_direction, wind_speed, wind_from_direction
AOOS | urn:ioos:station:org.mxak:NIKISKI | NSXA2 | Nikiski | AIS STATION WITH WEATHER | 60.7397 | -151.3105 | Fixed | 2015-05-05 | Y | AOOS | Yf | Marine Exchange of Alaska | nonprofit | MXAK (Marine Exchange of Alaska) | AOOS | dew_point_temperaure, air_temperature, air_pressure, relative_humidity, wind_speed_of_gust, wind_gust_from_direction, wind_speed, wind_from_direction
AOOS | urn:ioos:station:org.mxak:NIKOLSKI | NKLA2 | Nikolski White Alice | AIS STATION WITH WEATHER | 52.9721 | -168.8554 | Fixed | 2015-05-05 | Y | MXAK | N | Marine Exchange of Alaska | nonprofit | MXAK (Marine Exchange of Alaska) | AOOS | dew_point_temperaure, air_temperature, air_pressure, relative_humidity, wind_speed_of_gust, wind_gust_from_direction, wind_speed, wind_from_direction | Note: On NDBC Site, this is not referred to as a CMAN. Go to: https://www.ndbc.noaa.gov/to_station.shtml
AOOS | urn:ioos:station:org.mxak:NOME | NMXA2 | Nome WX, Port Breakwater | WEATHER (no AIS); AIS AT DIFFERENT NOME LOCALE | 64.494 | -165.44 | Fixed | 2017-07-26 | Y | AOOS | Yf | Marine Exchange of Alaska | nonprofit | MXAK (Marine Exchange of Alaska) | AOOS | dew_point_temperaure, air_temperature, air_pressure, relative_humidity, wind_speed_of_gust, wind_gust_from_direction, wind_speed, wind_from_direction | The weather station is called NOME WX. There is also a webcam there, referred to as NOME Port Entrance.
AOOS | pelican-ak | PEXA2 | Pelican, AK | Weather (AIS Status unknown) | 57.9578 | -136.2266 | Fixed | 2022-08-09 | Y | AOOS | Yf | Marine Exchange of Alaska | nonprofit | MXAK (Marine Exchange of Alaska) | AOOS | dew_point_temperaure, air_temperature, air_pressure, relative_humidity, wind_speed_of_gust, wind_gust_from_direction, wind_speed, wind_from_direction
AOOS | urn:ioos:station:org.mxak:POINT_ARDEN | PAXA2 | Point Arden, AK | Weather, not sure about AIS | 58.1953 | -134.178 | Fixed | 2018-12-12 | Y | Marine Exchange of Alaska | N | Marine Exchange of Alaska | nonprofit | MXAK (Marine Exchange of Alaska) | NDBC | air_temperature, air_pressure, relative_humidity, wind_speed, wind_from_direction, battery_voltage | Found it on AOOS portal, reporting since 2018, was offline a bit in early 2019, but reporting otherwise.
AOOS | point-craven-ak | PCXA2 | Point Craven, AK | Weather, AIS | 57.4633 | -134.8666 | Fixed | 2023-05-10 | Y | AOOS | Yf | Marine Exchange of Alaska | non-profit | MXAK (Marine Exchange of Alaska) | AOOS | dew_point_temperaure, air_temperature, air_pressure, relative_humidity, wind_speed_of_gust, wind_gust_from_direction, wind_speed, wind_from_direction | new in 2023
AOOS | urn:ioos:station:org.mxak:POINT_GARDNER | PGXA2 | Point Gardner | WEATHER (no AIS) | 57.0155 | -134.6183 | Fixed | 5/22/2017; 07/26/2017 | Y | AOOS | Yf | Marine Exchange of Alaska | nonprofit | MXAK (Marine Exchange of Alaska) | AOOS | dew_point_temperaure, air_temperature, air_pressure, relative_humidity, wind_speed_of_gust, wind_gust_from_direction, wind_speed, wind_from_direction | need to cross check station
AOOS | point-pigot-ak | PPXA2 | Point Pigot, AK | Weather (AIS Status unknown) | 60.8008 | -148.3571 | Fixed | 2022-08-09 | Y | AOOS | Yf | Marine Exchange of Alaska | nonprofit | MXAK (Marine Exchange of Alaska) | AOOS | dew_point_temperaure, air_temperature, air_pressure, relative_humidity, wind_speed_of_gust, wind_gust_from_direction, wind_speed, wind_from_direction
AOOS | urn:ioos:station:org.mxak:PORTLAND_ISLAND | PTLA2 | Portland Island | WEATHER (NO AIS) | 58.3464 | -134.7523 | Fixed | 2015-05-05 | Y | AOOS | Yf | Marine Exchange of Alaska | nonprofit | MXAK (Marine Exchange of Alaska) | NDBC, AOOS | dew_point_temperaure, air_temperature, air_pressure, relative_humidity, wind_speed_of_gust, wind_gust_from_direction, wind_speed, wind_from_direction | Note: On NDBC Site, this is not referred to as a CMAN. Go to: https://www.ndbc.noaa.gov/to_station.shtml
AOOS | urn:ioos:station:org.mxak:ROCKY_ISLAND | RIXA2 | Rocky Island | WEATHER (NO AIS) | 58.1771 | -135.0515 | Fixed | 2015-05-05 | Y | AOOS | Yf | Marine Exchange of Alaska | nonprofit | MXAK (Marine Exchange of Alaska) | AOOS | dew_point_temperaure, air_temperature, air_pressure, relative_humidity, wind_speed_of_gust, wind_gust_from_direction, wind_speed, wind_from_direction
AOOS | urn:ioos:station:org.mxak:SAVOONGA | SVXA2 | Savoonga, St. Lawrence Island | Weather and AIS eATON/Transceiver | 63.6926 | -170.4922 | Fixed | 2019-05-31 | Y | AOOS, MXAK | Yp | Marine Exchange of Alaska | nonprofit | MXAK (Marine Exchange of Alaska) | AOOS | dew_point_temperaure, air_temperature, air_pressure, relative_humidity, wind_speed_of_gust, wind_gust_from_direction, wind_speed, wind_from_direction | Stations with Transceivers can transmit weather obs real time to mariners, bypassing the need for internet service. MXAK is upgrading many stations to include ATONs for this purpose, when they install weather sensors.
AOOS | saxman-seaport | SXXA2 | Saxman Seaport (SAXMAN LANDING) | Weather, not sure about AIS | 55.3146 | -131.5962 | Fixed | 2021-01-28 | Y | AOOS, MXAK | Y | Marine Exchange of Alaska | nonprofit | MXAK (Marine Exchange of Alaska) | AOOS | dew_point_temperaure, air_temperature, air_pressure, relative_humidity, wind_speed_of_gust, wind_gust_from_direction, wind_speed, wind_from_direction | New installation, not sure if there is AIS here, but likely so.
AOOS | urn:ioos:station:org.mxak:SCULL_ISLAND | SCXA2 | Scull Island | WEATHER (NO AIS) | 58.2047 | -134.6458 | Fixed | 2015-05-05 | Y | AOOS | Yf | Marine Exchange of Alaska | nonprofit | MXAK (Marine Exchange of Alaska) | AOOS | dew_point_temperaure, air_temperature, air_pressure, relative_humidity, wind_speed_of_gust, wind_gust_from_direction, wind_speed, wind_from_direction
AOOS | urn:ioos:station:org.mxak:SEWARD_HARBOR | SWXA2 | Seward Harbor | AIS TRANSCEIVER WITH WEATHER | 60.1156 | -149.4342 | Fixed | 06/06/16; 7/26/2017 | Y | AOOS | Yf | Marine Exchange of Alaska | nonprofit | MXAK (Marine Exchange of Alaska) | AOOS | dew_point_temperaure, air_temperature, air_pressure, relative_humidity, wind_speed_of_gust, wind_gust_from_direction, wind_speed, wind_from_direction | need to cross check station
AOOS | urn:ioos:station:org_mxak_ship_island | SPXA2 (PRIOR SIXA2) | Ship Island | Weather and AIS | 53.5989 | -132.2032 | Fixed | 2019-12-22 | Y | AOOS, MXAK | Yp | Marine Exchange of Alaska | nonprofit | MXAK (Marine Exchange of Alaska) | AOOS | air_temperature, air_pressure, dew_point_temperature, relative_humidity, wind_speed_of_gust, wind_gust_from_direction, wind_speed, wind_from_direction | Installed in 2019, but was not hosting data until late in 2019 after the AI was submitted with the semi-annual report
AOOS | urn:ioos:station:org.mxak:SITKA_AML | STXA2 | Sitka AML | AIS TRANSCEIVER WITH WEATHER | 57.1163 | -135.3907 | Fixed | 04/08/16; 7/26/2017 | Y | AOOS | Yf | Marine Exchange of Alaska | nonprofit | MXAK (Marine Exchange of Alaska) | AOOS | dew_point_temperaure, air_temperature, air_pressure, relative_humidity, wind_speed_of_gust, wind_gust_from_direction, wind_speed, wind_from_direction | need to cross check station
AOOS | urn:ioos:station:org.mxak:SITKA_HARBOR | SHXA2 | Sitka Harbor | AIS STATION WITH WEATHER | 57.0555 | -135.3494 | Fixed | 04/27/16; 7/26/2017 | Y | AOOS | Yf | Marine Exchange of Alaska | nonprofit | MXAK (Marine Exchange of Alaska) | AOOS | dew_point_temperaure, air_temperature, air_pressure, relative_humidity, wind_speed_of_gust, wind_gust_from_direction, wind_speed, wind_from_direction | need to cross check station
AOOS | urn:ioos:station:org.mxak:SKAGWAY_WX | SKXA2 | Skagway, AK (Skagway Port) | Weather (no AIS) | 59.4484 | -135.3264 | Fixed | 02/02/16; 7/26/2017 | Y | AOOS | Yf | Marine Exchange of Alaska | nonprofit | MXAK (Marine Exchange of Alaska) | AOOS | dew_point_temperaure, air_temperature, air_pressure, relative_humidity, wind_speed_of_gust, wind_gust_from_direction, wind_speed, wind_from_direction | need to cross check station
AOOS | st-george-pribilof-islands-ak | SGXA2 | St George (Pribilof Islands), AK | Weather (AIS Status unknown) | 56.5995 | -169.5416 | Fixed | 2022-09-09 | Y | AOOS | Yf | Marine Exchange of Alaska | nonprofit | MXAK (Marine Exchange of Alaska) | AOOS | dew_point_temperaure, air_temperature, air_pressure, relative_humidity, wind_speed_of_gust, wind_gust_from_direction, wind_speed, wind_from_direction | Station installed using Fill-the-Gaps funding
AOOS | st-paul-pribilof-islands-ak | PAUA2 | St Paul (Pribilof Islands), AK | Weather (AIS Status unknown) | 57.1235 | -170.2708 | Fixed | 2022-09-09 | Y | AOOS | Yf | Marine Exchange of Alaska | nonprofit | MXAK (Marine Exchange of Alaska) | AOOS | dew_point_temperaure, air_temperature, air_pressure, relative_humidity, wind_speed_of_gust, wind_gust_from_direction, wind_speed, wind_from_direction | Station installed using Fill-the-Gaps funding
AOOS | statter-harbor-ak | SRXA2 | Statter Harbor | Weather, AIS | 59.383 | -134.6519 | Fixed | 2023-02-28 | Y | AOOS | Yf | Marine Exchange of Alaska | non-profit | MXAK (Marine Exchange of Alaska) | AOOS | dew_point_temperaure, air_temperature, air_pressure, relative_humidity, wind_speed_of_gust, wind_gust_from_direction, wind_speed, wind_from_direction | new in 2023
AOOS | urn:ioos:station:org.mxak:Tenakee_Springs | TKEA2 | Tenakee Springs | AIS STATION WITH WEATHER | 57.7792 | -135.2192 | Fixed | 2015-05-05 | Y | AOOS | Yf | Marine Exchange of Alaska | nonprofit | MXAK (Marine Exchange of Alaska) | NDBC, AOOS | dew_point_temperaure, air_temperature, air_pressure, relative_humidity, wind_speed_of_gust, wind_gust_from_direction, wind_speed, wind_from_direction | Note: On NDBC Site, this is not referred to as a CMAN. Go to: https://www.ndbc.noaa.gov/to_station.shtml
AOOS | org-mxak-togiak | TGXA2 | Tokiak, AK | Weather (AIS Status unknown) | 59.0551 | -160.3336 | Fixed | 2023-11-16 | Y | MXAK | Yp | Marine Exchange of Alaska | nonprofit | MXAK (Marine Exchange of Alaska) | AOOS | dew_point_temperaure, air_temperature, air_pressure, relative_humidity, wind_speed_of_gust, wind_gust_from_direction, wind_speed, wind_from_direction | new 2023
AOOS | urn:ioos:station:org.mxak:BARROW | UQXA2 | Utqiagvik (Barrow) | AIS TRANSCEIVER WITH WEATHER | 71.3149 | -156.7218 | Fixed | 2015-05-05 | Y | AOOS | Yf | Marine Exchange of Alaska | nonprofit | MXAK (Marine Exchange of Alaska) | AOOS | dew_point_temperaure, air_temperature, air_pressure, relative_humidity, wind_speed_of_gust, wind_gust_from_direction, wind_speed, wind_from_direction
AOOS | urn:ioos:station:org.mxak:VALDEZ | VDXA2 | Valdez Port | AIS TRANSCEIVER with Weather | 61.1271 | -146.3439 | Fixed | 2017-07-26 | Y | AOOS | Yf | Marine Exchange of Alaska | nonprofit | MXAK (Marine Exchange of Alaska) | AOOS
AOOS | urn:ioos:station:org.mxak:WAINWRIGHT | WRXA2 | Wainwright | AIS STATION WITH WEATHER | 70.6363 | -160.0337 | Fixed | 08/01/18; 12/12/2018 | Y | AOOS | Yf | Marine Exchange of Alaska | nonprofit | MXAK (Marine Exchange of Alaska) | AOOS | dew_point_temperaure, air_temperature, air_pressure, relative_humidity, wind_speed_of_gust, wind_gust_from_direction, wind_speed, wind_from_direction
AOOS | ward-cove | WCXA2 | Ward Cove | AIS STATION WITH WEATHER | 55.4018 | -131.7293 | Fixed | 12/5/2021 data starts | Y | AOOS | Yf | Marine Exchange of Alaska | nonprofit | MXAK (Marine Exchange of Alaska) | AOOS | dew_point_temperaure, air_temperature, air_pressure, relative_humidity, wind_speed_of_gust, wind_gust_from_direction, wind_speed, wind_from_direction | Station was installed earlier this year but AOOS notifed in December, but Data started at Axiom 12/5/21
AOOS | urn:ioos:station:org.mxak:WHITTIER_AMHS | WIXA2 | Whittier, AMHS | AIS TRANSCEIVER WITH WEATHER | 60.7767 | -148.6823 | Fixed | 05/09/17; 7/26/2017 | Y | AOOS | Yf | Marine Exchange of Alaska | nonprofit | MXAK (Marine Exchange of Alaska) | AOOS | dew_point_temperaure, air_temperature, air_pressure, relative_humidity, wind_speed_of_gust, wind_gust_from_direction, wind_speed, wind_from_direction
AOOS | wrangel-harbor-d-float-ak | WGXA2 | Wrangle Harbor (D Float), AK | Weather, AIS | 56.4667 | -132.3821 | Fixed | 2023-02-28 | Y | AOOS, MXAK | Yp | Marine Exchange of Alaska | non-profit | MXAK (Marine Exchange of Alaska) | AOOS | dew_point_temperaure, air_temperature, air_pressure, relative_humidity, wind_speed_of_gust, wind_gust_from_direction, wind_speed, wind_from_direction | new 2023
AOOS | urn:ioos:station:aoos:204 | 46108 | Lower Cook Inlet, AK CDIP Wave Buoy 204 | Year-round real-time water level buoy near Homer, AK; Datawell Directional Buoy | 59.5973 | -151.8291 | wave_buoy | 2015-04-13 | Y | AOOS, CDIP (USACE) | YP | AOOS (operattor), CDIP (owner) | nonprofit | AOOS | CDIP | sea_surface_wave_to_direction, sea_surface_wave_mean_period, sea_surface_wave_significant_height, sea_surface_dominant_wave_period, sea_water_temperature | CDIP buoys are owned by CDIP, so we are Yp for funding sponsor. Changed platform maintainer to AOOS only, since we are now contracting to service this buoy.
AOOS | urn:ioos:station:com.alyeska:aly_base_hr |  | Alyeska Resort Base | Alyeska Ski Resort weather | 60.9694 | -149.0966 | Fixed | 5/5/2015; 8/3/16 | y | Alyeska Ski Resort | N | Alyeska Ski Resort | other | Alyeska Ski Resort | AOOS from 05/15/2015 | air_temperature, relative_humidity, preciptation_increment
AOOS | urn:ioos:station:com.alyeska:maxsmtn |  | Alyeska Resort Max's Mountain | Alyeska Ski Resort weather | 60.9483 | -149.0871 | Fixed | 2015-05-05 | y | Alyeska Ski Resort | N | Alyeska Ski Resort | other | Alyeska Ski Resort | AOOS from 05/15/2018 | air_temperature, relative_humidity, wind_speed, wind_from_direction, wind_speed_of_gust | Cross checked and corrected
AOOS | urn:ioos:station:com.alyeska:aly_mid_hr |  | Alyeska Resort, Mid Mountain | Alyeska Ski Resort weather | 60.9724 | -149.0819 | Fixed | 5/5/2015; 08/31/16 | y | Alyeska Ski Resort | N | Alyeska Ski Resort | other | Alyeska Ski Resort | AOOS from 05/15/2016 | air_temperature, relative_humidity, preciptation_increment, surface_snow_thickness | Cross checked and corrected
AOOS | urn:ioos:station:com.alyeska:summitsite |  | Alyeska Resort Summit | Alyeska Ski Resort weather | 60.9568 | -149.0611 | Fixed | 2015-05-05 | y | Alyeska Ski Resort | N | Alyeska Ski Resort | other | Alyeska Ski Resort | AOOS from 05/15/2019 | air_temperature, relative_humidity, solar_radiation, wind_speed, wind_from_direction, wind_speed_of_gust | Cross checked and corrected
AOOS | urn:ioos:station:com.alyeska:ALY_TOP_HR |  | Alyeska Resort, Top of Glacier Bowl Express | Alyeska Ski Resort weather | 60.9628 | -149.0707 | Fixed | 2015-05-05 | y | Alyeska Ski Resort | N | Alyeska Ski Resort | other | Alyeska Ski Resort | AOOS from 05/15/2017 | air_temperature, precipitation_increment, winds_speed, wind_from_direction, wind_speed_of_gust | cross checked and correctied. cf says preciptation_amount, "Amount" means mass per unit area. "Precipitation" in the earth's atmosphere means precipitation of water in all phases. Axiom is using the non-cf name 'precipitation_increment' to describe precipitation values reported as a rate of accumulation measured as length over time, e.g. 'mm/hr'. What we call 'precipitation (accumulation)' maps to the cf-name 'lwe_thickness_of_precipitation_amount' doesn't contain a time component, though we create something like that for each time-step or bin of values we show in the portal.
AOOS | alaska-railroad-tunnel-near-spen |  | Alaska Railroad Tunnel near Spencer Glacier, AK | Alaska Railroad Corporation Tunnel Hourly Weather Roundup | 60.6872 | -149.0603 | Fixed | 2016-08-22 | Y | Alaska Railroad | N | Alaska Railroad | other | Alaska Railroad | AOOS from 08/22/2016 | lwe_precipitation_rate, thickness_of_snowfall_amount, surface_snow_thickness, air_temperature, wind_speed_of_gust, wind_speed, wind_from_direction | I just noticed this data feed on our portal in 2023. Also, not sure what URN to provide: urn:ioos:station:com.axiomdatascience:119636. or Dataset ID alaska-railroad-tunnel-near-spen
AOOS | mile-43-peak-alaska-railroad-ak |  | Mile 43 Peak, Alaska Railroad, AK | Alaska Railroad Corporation Mile 43 Hourly Weather Roundup | 60.6188 | -149.1503 | Fixed | 2026-08-31 | Y | Alaska Railroad | N | Alaska Railroad | other | Alaska Railroad | AOOS from 08/31/2016 | relative_humidity, air_temperature, wind_speed_of_gust, wind_speed, wind_from_direction | I just noticed this data feed on our portal in 2023.
AOOS | moose-pass-ak |  | Moose Pass, AK | Alaska Railroad Corporation Moose Pass Hourly Weather Roundup | 60.4858 | -149.3667 | Fixed | 2026-08-31 | Y | Alaska Railroad | N | Alaska Railroad | other | Alaska Railroad | AOOS from 08/31/2016 | lwe_precipitation_rate, thickness_of_snowfall_amount, surface_snow_thickness, air_temperature, wind_speed_of_gust, wind_speed, wind_from_direction | I just noticed this data feed on our portal in 2023.
AOOS | portage-ak |  | Portage, AK | Alaska Railroad Corporation Portage Hourly Weather Roundup | 60.8411 | -148.9824 | Fixed | 2016-08-31 | Y | Alaska Railroad | N | Alaska Railroad | other | Alaska Railroad | AOOS from 08/31/2017 | lwe_precipitation_rate, thickness_of_snowfall_amount, surface_snow_thickness, air_temperature, wind_speed_of_gust, wind_speed, wind_from_direction | I just noticed this data feed on our portal in 2023.
AOOS | urn:ioos:station:edu.oregonstate:burkolator |  | Alutiiq Pride Shellfish Hatchery Burke-o-Lator | ALUTIIQ PRIDE SHELLFISH HATCHERY, SEWARD AK | 60.0992 | -149.4428 | Fixed | 1905-07-05 | N - Operated March 5 - April 29, 2024 Only, offline rest of the year. | IOOS OTT, BIA, AOOS, NOAA-OAP | Yp | Alutiiq Pride Shellfish Hatchery | Industry | Alutiiq Pride SH, Hakai Institute | IPACOA | dissolved_carbon_dioxide_co2, pco2, omega_aragonite, sea_water_temperature, sea_water_practical_salinity, sea_water_ph_reported_on_total_scale, sea_water_alkalinity_expressed_as_mole_equivalent | Data In portal starts June 30, 2018. Stopped reporting real time November 2020. Briefly operated in Real time in March - April 2024, but since has not reported real time. APMI is working now with staff turnover, and Hakai is no longer managing the data from this BOL. APMI staff will be working directly with Axiom Data Science to get the RT Data Feeds back up and running hopefully in 2025.
AOOS | kodiak-burke-o-lator-kodiak-ak |  | Kodiak Burke-o-Lator, Kodiak, AK | NOAA AFSC Operated Kodiak Burke-o-Lator, Kodiak, AK | 57.79 | -152.41 | Fixed | 2022-10-01 | N - Stopped operating in real time January 7, 2024. | NOAA AFSC, AOOS | Yp | NOAA Alaska Fisheries Science Center (AFSC) | Federal | NOAA AFSC | IPACOA and NOAA | dissolved_carbon_dioxide_co2, pco2, omega_aragonite, sea_water_temperature, sea_water_practical_salinity, sea_water_ph_reported_on_total_scale, sea_water_alkalinity_expressed_as_mole_equivalent | AOOS started supporting BOL operatrions in Kodiak in 2021-2022.
AOOS | urn:ioos:station:org.hakai:Sitka |  | Sitka Burke-o-Lator | Sitka Tribe of Alaska Burke-O-Lator | 57.0526 | -135.3456 | Fixed | 2017-06-27 | N - Stopped operating in real time April 10, 2024 | BIA Climate Change Grant | Yp | Sitka Tribe of Alaska | Tribal | Sitka Tribe of Alaska, Hakai Institute | IPACOA | dissolved_carbon_dioxide_co2, pco2, omega_aragonite, sea_water_temperature, sea_water_practical_salinity, sea_water_ph_reported_on_total_scale, sea_water_alkalinity_expressed_as_mole_equivalent | AOOS supports BoL OnM through Hakai and provided support to Sitka in 2018-19 directly. Not sure why DO is not included in the suite for Burkolators. Need to look into this. AOOS continues to support this BOL in 2021-23.
AOOS | org_hakai_quadra |  | Hyacinthe Bay, BC Buke-o-Lator | Hyancinthe Bay in British Columbia, operated by Hakai Inst. | 50.116 | -125.222 | Fixed | 2018-06-30 | Y | Hakai Institute, Tula Foundation | N | Hakai Institute | nonprofit, Research | Hakai Institute | IPACOA | dissolved_carbon_dioxide_co2, pco2, omega_aragonite, sea_water_temperature, sea_water_practical_salinity, sea_water_ph_reported_on_total_scale, sea_water_alkalinity_expressed_as_mole_equivalent | AOOS now hosts Hakai BC (Canada) real time OA data from this location
AOOS | barry-arm-east | New in 2021 | Barry Arm East | MET Station In East Barry Arm Fjord, Prince William Sound | 61.1317 | -148.1233 | Fixed | 2021-09-08 | N - Stopped operating in real time November 21, 2024 | Alaska Department of Natural Resources - Division of Geological & Geophysical Surveys (AKDNR-DGGS) | N | AKDNR-DGGS | gov_state | AKDNR-DGGS | AKDNR-DGGS | dew_point_temperature, relative_humidity, lwe_thickness_of_precipitation_amount, air_temperature, wind_speed_15_minute_average, wind_speed_instantaneous, wind_from_direction, atmosphere_net_rate_of_absorption_of_energy | Barry Arm East weather station is located on the east side of the northern Barry Arm fjord, northwest Prince William Sound, Alaska. This station is part of the observational infrastructure deployed to study landslides and was funded through a cooperative agreement with USGS.
AOOS | barry-arm-west | New in 2021 | Barry Arm West | MET Station In West Barry Arm Fjord, Prince William Sound | 61.1418 | -148.1749 | Fixed | 2021-09-04 | N - Stopped operating in real time November 21, 2024 | Alaska Department of Natural Resources - Division of Geological & Geophysical Surveys (AKDNR-DGGS) | N | AKDNR-DGGS | gov_state | AKDNR-DGGS | AKDNR-DGGS | dew_point_temperature, relative_humidity, lwe_thickness_of_precipitation_amount, air_temperature, wind_speed_15_minute_average, wind_speed_instantaneous, wind_from_direction, atmosphere_net_rate_of_absorption_of_energy | Barry Arm East weather station is located on the east side of the northern Barry Arm fjord, northwest Prince William Sound, Alaska. This station is part of the observational infrastructure deployed to study landslides and was funded through a cooperative agreement with USGS.
AOOS | harbor-mountain-1 | New 2019 | Harbor Mountain, SE Alaska | MET Station on Harbor Mountain in SE AK, near Sitka | 57.0891 | -135.344 | Fixed | 2019-06-20 | Y | Alaska Department of Natural Resources - Division of Geological & Geophysical Surveys (AKDNR-DGGS), NSF and others (see comments) | N | AKDNR-DGGS | gov_state | AKDNR-DGGS | AKDNR-DGGS | air_pressure, relative_humidity, lwe_thickness_of_precipitation_amount, surface_snow_thickness, soil_moisture_percent, air_temperature, wind_speed, wind_from_direction | Harbor Mountain weather station is located approximately 4 km (2.5 mi) NNE of Sitka, AK on a ridge between Cascade Creek and Granite Creek drainage basins that forms the western flank of Harbor Mountain. This station exists because of funding from the State of Alaska and the National Science Foundation, and cooperation among multiple agencies, including US Forest Service - Sitka Ranger District, US National Parks Service - Sitka National Historic Park, US Coast Guard - Air Station Sitka, Sitka Sound Science Center, the Rand Corporation, and the City of Sitka.
AOOS | mt-doran | New 2021 | Mt. Doran | MET Station on Mt. Doran in NW Prince William Sound, AK | 61.0288 | -148.2342 | Fixed | 2021-08-04 | Y | Alaska Department of Natural Resources - Division of Geological & Geophysical Surveys (AKDNR-DGGS), USGS (see comments) | N | AKDNR-DGGS | gov_state | AKDNR-DGGS | AKDNR-DGGS | dew_point_temperature, relative_humidity, air_temperature, wind_speed_15_minute_average, wind_speed_15_minute_max, wind_speed_instantaneous, wind_from_direction_instantaneous, | Mt. Doran weather station (a.k.a. Barry Arm Repeater (BAR)) is located on the north flank of Mt. Doran, northwest Prince William Sound, Alaska. This station serves as a telemetry repeater for other instrumentation in the area and was funded through a cooperative agreement with USGS.
AOOS | mount-riley-1 | New 2021 | Mount Riley | MET and Cliimate Station on Mount Riley in SE AK, near Haines | 59.2156 | -135.4114 | Fixed | 2021-06-24 | Y | Alaska Department of Natural Resources - Division of Geological & Geophysical Surveys (AKDNR-DGGS) and others (see comments) | N | AKDNR-DGGS | gov_state | AKDNR-DGGS | AKDNR-DGGS | air_pressure, lwe_water_evaporation_rate, relative_humidity, panel_temperature, lwe_thickness_of_precipitation_amount, surface_albedo, longwave_radiation_incoming, longwave_radiation_outgoing, atmosphere_net_rate_of_absorption_of_energy, short_wave_radiation_incoming, short_wave_radiation_outgoing, solar_irradiance_clear_sky, surface_snow_thickness, soil_moisture_percent, air_temperature, soil_temperature, wind_speed_15_minute_average, wind_speed_15_minute_max, wind_speed, wind_from_direction | Mount Riley weather station is located approximately 3 km (1.8 mi) SE of Haines, AK, near the top of Mount Riley. This station exists because of funding from the State of Alaska and cooperation among multiple agencies, including Alaska Department of Military and Veterans Affairs – Division of Homeland Security and Emergency Management, US Forest Service, Alaska Division of Parks and Outdoor Recreation, Haines Avalanche Center, Alaska Department of Transportation and Public Facilities, Alaska Division of Forestry, and the Haines Borough.
AOOS | scott-glacier | 2015 | Scott Glacier | MET and Climate Station on Scott Glacier | 69.6836 | -145.1361 | Fixed | 2015-02-04 | Y | Alaska Department of Natural Resources - Division of Geological & Geophysical Surveys (AKDNR-DGGS) and others (see comments) | N | AKDNR-DGGS | gov_state | AKDNR-DGGS | AKDNR-DGGS | air_pressure, relative_humidity, solar_irradiance_in, solar_irradiance_out, air_temperature, air_temperature_secondary | Scott Glacier high-elevation weather station is located approximately 37 km (23 mi) NE of Cordova, AK in the Scott Glacier drainage basin. This station exists because of the cooperation of multiple agencies. CRREL provided all of the station components, DGGS and UAF provided technical and logistical support, USGS contributed to logistics, and the Prince William Sound Science Center in Cordova provided facilities for staging equipment. Continued operation of this station is possible through support from CRREL and DGGS's Climate and Cryosphere Hazards Program.
AOOS | takshanuk-mountains-2 | 2016 | Takshanuk Mountains | MET and Climate Station in SE AK | 59.3986 | -135.813 | Fixed | 2016-08-07 | Y | Alaska Department of Natural Resources - Division of Geological & Geophysical Surveys (AKDNR-DGGS) and others (see comments) | N | AKDNR-DGGS | gov_state | AKDRN-DGGS | AKDNR-DGGS | dew_point_temperature, relative_humidity, lwe_thickness_of_precipitation_amount, soil_moisture_percent, air_temperature, soil_temperature, wind_speed, wind_from_direction | I did not see this on the portal until 2023. This appears to be a sation with dual sensor packages to get duplicate readings.
AOOS | bartlett-cove-ak | New 2022 | Bartlett Cove, AK | NPS Bartlett Cove Water Level (NPS Fuel dock) | 58.4551 | -135.8885 | Fixed | 05/19/2022; 8/9/2023 (data to AOOS Portal) | Y | National Park Service | N | NPS | gov_federal | JOA Surveys | JOA Surveys, NPS, AOOS | sea_surface_height_above_sea_level | This was installed by JOA in May 2022 for the National Park Service.Data did not start streaming to AOOS because the Alaska Water Level Watch coordinator at Axiom left and the data submisison was never logged by Axiom. This has been remedied. Datums for this station were provided in August 2023, and data in the AOOS portal starts in August 2023.
AOOS | urn:ioos:station:gov.noaa.water:BETA2 | BETA2 | Kuskokwim River at Bethel | Bethel Brown Slough Bridge Water Level | 60.7933 | -161.7456 | Fixed | 2015-05-15 | Y | AOOS, AKDNR | Yp | AK DNR | gov_state | Alaska Department of Natural Resources | NOAA Water Resources Regions, NWS (Owner, Publisher), NOAA Alaska-Pacific River Forecast Center (APRFC) (Affiliate) | height, water_surface_height_above_reference_datum | Data processed and accessed thru NOAA Water Resources Regions, National Weather Service; https://water.weather.gov/ahps2/hydrograph.php?gage=BETA2&wfo=pafc2
AOOS | cape-spencer-ak | New 2021 | Cape Spencer, AK | UNAVCO GNSS Reciever AB43 - GPS for GNSS-Refelctometry water level | 58.1988 | -136.6408 | Fixed | 05/22/2007 (station install date); 04/26/21 (start of water level data conversion) | Y | UNAVCO, NSF | N (install, OnM); Y (AOOS paid for conversion of GNSS-R data for Water Level) | UNAVCO (platform), Orion Space solutions (formerly ASTRA) (WL conversion software) | nonprofit, Research | UNAVCO | UNAVCO (for raw GPS data and Rinex); AOOS for convereted water level | sea_surface_height_above_sea_level | AOOS contracted with ASTRA LLC to prepare portable code for Axiom to convert the GNSS data to water level. Water level data currently on the portal are releative to the GPS antenna. We need to adjust the data to a MLLW / Datum and resolve many drop outs in the datastream (probably due to satellite signal issues, but some due to plotting algorithm). Water level reported with respect to the antenna height. Not ready for WMO/CMAN ID
AOOS | craig-alaska-gnssr-amhs-dock | New 2024 | Craig, AK AMHS Dock | Craig, Alaska GNSSR AMHS Dock GNSS-R Water Level | 55.4782 | -133.1512 | Fixed | 2024-03-31 | Y | State of Alaska, AOOS | Yp | JOA Surveys/State of Alaska | gov_state; private | JOA Surveys | JOA Surveys (for raw GNSS data); AOOS for converted water level | sea_surface_height_above_sea_level | This is converted data to the local datum (with datum conversions provided in the file) using GNSS-R methods. The GNSS receiver is part of a statewide geodetic survey, and this installation is an opportunistic Water Level station, deployed on the AK Marine Highway Dock in Craig. AOOS is paying JOA Surveys to provide water level data for this installation to fill a data gap.
AOOS | deering-alaska-water-level | DRTA2 | Deering, Alaska, Water Level | Deering Water Level | 66.0746 | -162.7215 | Fixed | Original 09/06/2018; Reinstalled June 2021 | N - Stopped operating in real time December 21, 2024 | AOOS, AKDNR | Yp | AK DNR | gov_state | Alaska Department of Natural Resources | Stillwater Technoloiges, LLC, NOAA Alaska-Pacific River Forecast Center (APRFC) | sea_surface_height_above_sea_level | This station was originally installed in September 2018 but failed. It was not reinstalled until June of 2021 so was not on the 2019-2020 RA Asset Inventories. Data can also be found at the NOAA APRFC website: https://water.weather.gov/ahps2/hydrograph.php?wfo=pafg3&gage=drta2
AOOS | dillingham-1 | New 2021 | Dillingham Watere Level Gauge 1 (Bubbler) | Water Level - NWLON Lite | 59.0375 | -158.4651 | Fixed | 2022-03-08 | Y - Stopped reporting in real time December 18. 2023 bu back online; data from 2024 is being backfilled | AOOS | Yf | AOOS | non-profit | JOA Surveys, AOOS | JOA Surveys, AOOS | sea_surface_height_above_sea_level | Install completed end of Nov 2021, but non-iced data not reporting until March 2022. There are two water level gauges using two different technologies currently deployed at Dillingham, AK — Gauge 1 and Guage 2. Having two gauges is typical practice for long term stations so there is redundancy in the observations in order to reduce the potential for data gaps.Despite this redundancy, Dillingham is an extremely challenging site since the dock goes dry, making data gaps still likely and expected, even with redundant technologies. Gauge 1 is a bubbler system secured to the seawall. It goes dry during spring tides, and also can freeze-up during winter. Gauge 2, is a downward looking radar that is co-located with Gauge 1, and also secured to the seawall. During winter, ice fast to the seawall can block the radar's view of the water, invalidating measurements until after the ice goes away. For both gauges, care should be taken to verify data collected during the months of October through April. | This station was reporting but the data was not being received at Axiom during 2024, so data will be backfilled to included 2024 data. This station is operational, but there is not flagging routine at Axiox to alert when a station is not reporting data. The data provider is going to create one on their end.
AOOS | dillingham-water-level-gauge-2 | New 2021 | Dillingham Water Level Gauge 2 (Radar) | Water Level - NWLON Lite | 59.0375 | -158.4651 | Fixed | 2022-03-28 | Y - Stopped reporting in real time December 18. 2023 bu back online; data from 2024 is being backfilled | AOOS | Yf | AOOS | non-profit | JOA Surveys, AOOS | JOA Surveys, AOOS | sea_surface_height_above_sea_level | Install completed end of Nov 2021, but non-iced data not reporting until March 2022. There are two water level gauges using two different technologies currently deployed at Dillingham, AK — Gauge 1 and Guage 2. Having two gauges is typical practice for long term stations so there is redundancy in the observations in order to reduce the potential for data gaps.Despite this redundancy, Dillingham is an extremely challenging site since the dock goes dry, making data gaps still likely and expected, even with redundant technologies. Gauge 1 is a bubbler system secured to the seawall. It goes dry during spring tides, and also can freeze-up during winter. Gauge 2, is a downward looking radar that is co-located with Gauge 1, and also secured to the seawall. During winter, ice fast to the seawall can block the radar's view of the water, invalidating measurements until after the ice goes away. For both gauges, care should be taken to verify data collected during the months of October through April. | This station was reporting but the data was not being received at Axiom during 2024, so data will be backfilled to included 2024 data. This station is operational, but there is not flagging routine at Axiox to alert when a station is not reporting data. The data provider is going to create one on their end.
AOOS | homer-ramp-8 | New June 2020 | Homer Ramp 8, Alaska, Water Level | Homer Ramp 8 Water Level (Tier C) | 59.6055 | -151.4221 | Fixed | 2020-07-23 | Y | AOOS, AKDNR | Yp | AK DNR | gov_state | Alaska Department of Natural Resources | Stillwater Technologies, AOOS, Axiom Data Science | sea_surface_height_above_sea_level | This Stillwater Technologies iGage began collecting data on July 24, 2020. It was installed on a wood post pier. The datum was previously established at this location in April, 2019 by JOA Surveys, LLC. JOA used their own calculator on data collected between September and November, 2019. On 8/4/2022, the previous iGage sensor was replaced with an iRadar. On 11/21/2022, the previous iRadar sensor was replaced with an iGage. To see all the Tier C water level data stations in the AWLW Portal, https://water-level-watch.portal.aoos.org/#search?type_group=sensor_stations&tag¦tag=tier-c&page=1
AOOS | kipnuk-alaska-water-level | KIPA2; New 2022 | Kipnuk, Alaska, Water Level | Kipnuk Water Level (Tier C) | 59.939 | -164.0371 | Fixed | 2022-06-20 | Y | AOOS, AKDNR | Yp | AK DNR | gov_state | Alaska Department of Natural Resources | Stillwater Technologies, AOOS, Axiom Data Science | sea_surface_height_above_sea_level | This Stillwater Technologies iGage was installed on on June 20 , 2022. The datum was previously established at this location and is published by NOAA.
AOOS | kivalina-alaska-water-level | KVTA2; New 2022 | Kivalina, Alaska, Water Level | Kivalina Water Level (Tier C) | 67.7308 | -164.5434 | Fixed | 2022-06-02 | N - Stopped operatin in real time August 19, 2024 | AOOS, AKDNR | Yp | AK DNR | gov_state | Alaska Department of Natural Resources | Stillwater Technologies, AOOS, Axiom Data Science | sea_surface_height_above_sea_level
AOOS | kotzebue-alaska-water-level | KZTA2; replaced 2022 | Kotzebue, Alaska, Water Level | Kotzebue on Stevens Way Bridge Water Level (Tier C) | 66.895 | -162.5668 | Fixed | 9/5/2018. Re-installed June 2021; Redeployed June 2022. | Y | AOOS, AKDNR | Yp | AK DNR | gov_state | Alaska Department of Natural Resources | Stillwater Technologies, NOAA Alaska-Pacific River Forecast Center (APRFC) | sea_surface_height_above_sea_level | This station has had multiple previous deployments between Nov 16, 2016 and Jun 28, 2021. On June 8, 2022, a field team traveled to Kotzebue to replace the sensor with a Stillwater Technologies iGageX and re-establish the site. Keith Horen computed tidal datums using the Alaska Today Datum Portal, which are available in the linked Station Definition Form.On Nov. 3, 2022, ortho and station datum heights in the metadata file were updated. Data from 6/02/2022 to 11/3/2022 were reloaded. Data are also found on NOAA APRFC website: https://water.weather.gov/ahps2/hydrograph.php?wfo=pafg2&gage=kzta2
AOOS | kwigillingok-alaska-water-level | KWGA2: new 2022 | Kwigillingok, Alaska, Water Level | Kwigillingok Bridge (Tier C); Installed on wood post pier by the UAF Arctic Coastal Geoscience Lab | 59.8798 | -163.1663 | Fixed | 2021-08-08 | Y | AOOS, AKDNR | Yp | AK DNR | gov_state | Alaska Department of Natural Resources | AK DNR and Stillwater Technologies | sea_surface_height_above_sea_level | This Stillwater Technologies iGage was installed on the Kwigillingok Bridge and began collecting data on August 18, 2021. The datum was previously established at this location using data from July–August, 2019 by NOAA. On Nov. 3, 2022, ortho and station datum heights in the metadata file were updated. Data from 4/29/2022 to 11/3/2022 were reloaded.
AOOS | naknek-ak | New 2019 | Naknek, AK | Naknek water level station (NWLON-lite Tier B) | 58.7321 | -156.9833 | Fixed | 2019-07-15 | Y | AOOS | Yf | JOA Surveys | Private | JOA Surveys | AOOS and JOA Suvreys | sea_surface_height_above_sea_level | Naknek is a dual sensor water level station where we are currently only reporting out one sensor. Both gauges are bubblers.
AOOS | nelson-lagoon-alaska-water-le | NLSA2 - New 2019 | Nelson Lagoon, Alaska,, Water Level | Nelson Lagoon, Alaska, Water Level (Tier C) | 56.0041 | -161.1751 | Fixed | 2019-05-01 | Y | AOOS, ADNR, Native Village of Nelson | Yp | UAF-Arctic Coastal Geosciences Lab (AKDNR-DGGS installed original) | gov_state | Alaska Department of Natural Resources | AK DNR and Stillwater Technologies | sea_surface_height_above_sea_level | This Stillwater Technologies iGage began collecting data on May 10, 2019. It was installed on a wood post pier by the UAF Arctic Coastal Geoscience Lab, but no benchmarks were used to survey the site. Richard Buzard computed tidal datums relative to station datum, which are available in the linked Station Definition Form available on the AWLW Data Portal. AOOS is working on getting all the datum information made available for each water level station, and working on a datum conversion tool in the process (FY23).
AOOS | peterson-bay-ak-gnss-r | New 2022 | Peterson Bay, AK | UAF Geophysical Institute (GI) GPS - GNSS-Reflectometry water level | 59.5727 | -151.2722 | Fixed | 12/31/2016 (first data available date) | Y | UAF GI | N (install, OnM); Y (AOOS is paying JOA Surveys for conversion and providing real time GNSS-R converted water level data) | UAF GI (Platform), JOA Survyes (Data converion provider) | Research, nonprofit | UAF GI | JOA Surveys (they are converted raw GNSS data to produce water level with respect to the antenna height) | sea_surface_height_above_sea_level | AOOS has contracted with JOA Surveys to provide real time water level conversions from this GNSS-R station. The data currently are not corrected to a datum (MLLW), rather are raw water level conversions with respect to the antenna height.
AOOS | st-michaels-bay-ak-gnssr-joa | New 2024 | St. Michaels Bay, AK | UNAVCO GNSS Reciever AT01 - GPS - GNSS-Refelctometry water level | 63.484 | -162.0065 | Fixed | 05/26/2018 (Station Install date); 05/31/2018 (Data processed start date by JOA Surveys) | Y | AOOS, UNAVCO | Yf (AOOS funded the installation); Yp UNAVCO is payin for data filtration costs | UNAVCO (Platform), JOA Surveys (WL Conversion) | nonprofit, Research | UNAVCO | UNAVCO (for raw GPS data and Rinex); AOOS/Axiom for convereted water level | sea_surface_height_above_sea_level | AOOS contracted with JOA Surveys to prepare portable code for Axiom to use to convert the GNSS data to water level. We are comparing converted data water quality between the Orion sourced code Axiom is using and what JOA has developed for processing GNSS-R data. At some point, we will stop supporting one of the St. Michaels data feeds. Water level data currently on the portal are releative to the GPS antenna. We need to adjust the data to a MLLW / Datum and resolve many drop outs in the datastream (probably due to satellite signal issues, but some due to plotting algorithm). Water level currently plotted with respect to the antenna height.
AOOS | st-michaels-bay-ak | New 2021 | St. Michaels Bay, AK | UNAVCO GNSS Reciever AT01 - GPS - GNSS-Refelctometry water level | 63.484 | -162.0064 | Fixed | 05/26/2018 (station install date); 04/27/21 (Data processed start date by Axiom using Orion code) | Y | AOOS, UNAVCO | Yf (AOOS funded the installation); Yp UNAVCO is payin for data filtration costs | UNAVCO (platform), Orion Space Sollutions (formerly ASTRA) (WL conversion software) | nonprofit, Research | UNAVCO | UNAVCO (for raw GPS data and Rinex); AOOS/Axiom for convereted water level | sea_surface_height_above_sea_level | AOOS contracted with Orion (previously ASTRA LLC) to prepare portable code for Axiom to use to convert the GNSS data to water level. Water level data currently on the portal are releative to the GPS antenna. We need to adjust the data to a MLLW / Datum and resolve many drop outs in the datastream (probably due to satellite signal issues, but some due to plotting algorithm). Water level currently plotted with respect to the antenna height.
AOOS | urn:ioos:station:gov.noaa.water:TNUA2 | TNUA2 | Tununak at Tununak | Airstrip Road Bridge Water Level | 60.5782 | -165.2692 | Fixed | 5/5/2015; 09/13/2022 | Y | AOOS, AKDNR | Yp | AK DNR | gov_state | Alaska Department of Natural Resources | NOAA Water Resources Regions, NWS (Owner, Publisher), NOAA Alaska-Pacific River Forecast Center (APRFC) (Affiliate) | height, water_surface_height_above_reference_datum | This system (JUDD Sensor) Stopped reporting in fall 2021, and has not been fixed. Data started to look noisy in mid-summer, but sensor appeared to bounce back intermittantly until October 2021 when it stopped report. Data reported Height data only goes to April 2018. Water Surface above Datum data runs thru October 2021. A Stillwater Technologies iGage was installed on on Sept 13, 2022 to replace Judd Sensor. Two other sensors were previously installed at this site and failed. Site re-established 07/21/2017 and again 08/08/2019.Data used to be processed and accessed thru NOAA Water Resources Regions, National Weather Service, a federall service, so it had to go through them. Normally this is a federal dataset not reported on this sheet, but because we help fund the hardware and installation, we include it. The AOOS portal still hosts data from APRFC but Axiom is also now pulling data directly from the Stillwater Technologies site (we are working out which one is better to use for data streaming). The two sources are reported as separate station pages at the moment, but are reporting same data.
AOOS | utqiagvik-ak | New 2021 | Utqiagvik, AK | Orion Space Solutions GNSS-Reflectoometry water level | 71.315 | -156.7216 | Fixed | 2021-09-28 | Y | AOOS | Yf | Orion Space Solutions (formerly ASTRA) | Private | Orion Space Solutions, AOOS | AOOS, Orion Space Solutions | sea_surface_height_above_sea_level | AOOS owns the sensor purchased from Orion Space Solutions. These data are experimental water level derivations using satellite data. Orion Space Solutions provides Axiom with the derived water level measurements directly. Raw data are displayed as the default, and are plotted relative to the GPS antenna (not leveled with respect to MLLW). The corrected data can be displayed by toggling Devices to MLLW above the chart. JOA Surveys provided the MLLW for leveling for the corrected data based on five benchmarks in the area.
AOOS | whittier-ak-1 | New 2023 | Whittier, AK AMHS Dock | Whittier, AK AMHS Dock Radar Water Level | 60.777 | -148.6816 | Fixed | 2023-09-23 | Y | AOOS | Yf | AOOS/JOA Surveys | Private | JOA Surveys | AOOS and JOA Survyes | sea_surface_height_above_sea_level | This is the relocated Whittier water level station; Old station WTGA2 was removed and a new sensor type was installed at the AK Marine HWY dock. There is a co-located GNSS-R station there now, also listed on this inventory.
AOOS | whitter-ak-erddap | New 2024 | Whittier, AK GNSSR AMHS Dock | Whittier, AK AMHS Dock GNSS-R Water Level | 60.777 | -148.6816 | Fixed | 2024-03-31 | Y | State of Alaska, AOOS | Yp | JOA Surveys/State of Alaska | gov_state; private | JOA Surveys | JOA Surveys (for raw GNSS data); AOOS for converted water level | sea_surface_height_above_sea_level | This is converted data to the local datum (with datum conversions provided in the file) using GNSS-R methods. The GNSS receiver is part of a statewide geodetic survey, and this installation is an opportunistic Water Level station, deployed on the AK Marine Highway Dock in Whittier, AK. AOOS is paying JOA Surveys to provide water level data for this installation to fill a data gap.
AOOS | wrangell-alaska-gnssr-amhs-dock | New 2024 | Wrangel, AK GNSSR AMHS Dock | Wrangel, AK GNSS-R Water Level | 56.4736 | 132.3916 | Fixed | 2024-03-31 | Y | State of Alaska, AOOS | Yp | JOA Surveys/State of Alaska | gov_state; private | JOA Surveys | JOA Surveys (for raw GNSS data); AOOS for converted water level | sea_surface_height_above_sea_level | This is converted data to the local datum (with datum conversions provided in the file) using GNSS-R methods. The GNSS receiver is part of a statewide geodetic survey, and this installation is an opportunistic Water Level station, deployed on the AK Marine Highway Dock in Wrangell, AK. AOOS is paying JOA Surveys to provide water level data for this installation to fill a data gap.
AOOS | urn:ioos:station:gov.usda.nrcs.wcc.snotel:1071 |  | Esther Island, SNOTEL STATION | SNOTEL station | 60.805 | -148.085 | Fixed | 2004-10-01 | Y | AOOS, Oil Spill Recovery Institute (OSRI) | Yp | PWSSC, USDA (United States Dept of Agriculture) | nonprofit, gov_federal | PWSSC-Prince William Sound Science Center | National Water and Climate Center (NRCS) | battery_voltage, air_temperature, solar_radiation, air_pressure, wind_speed, wind_speed_of_gust, wind_from_direction, lwe_thickness_of_precipitation_amount, surface_snow_thickness | There are numerous SNOTEL stations reported out on the AOOS Portal. Most are operated and maintained by USDA and other groups. This inventory only lists the ones the AOOS Supports through the PWSSC. For the full list of SNOTEL stations, see: https://portal.aoos.org/#metadata/8/sensor_source
AOOS | urn:ioos:station:gov.usda.nrcs.wcc.snotel:1073 |  | Mt Eyak, SNOTEL STATION | SNOTEL station | 60.555 | -145.745 | Fixed | 2004-10-01 | Y | AOOS, Oil Spill Recovery Institute (OSRI) | Yp | PWSSC, USDA (United States Dept of Agriculture) | nonprofit, gov_federal | PWSSC-Prince William Sound Science Center | National Water and Climate Center (NRCS) | battery_voltage, air_temperature, solar_radiation, air_pressure, wind_speed, wind_speed_of_gust, wind_from_direction, lwe_thickness_of_precipitation_amount, surface_snow_thickness, snow_water_equivalent | There are numerous SNOTEL stations reported out on the AOOS Portal. Most are operated and maintained by USDA and other groups. This inventory only lists the ones the AOOS Supports through the PWSSC. For the full list of SNOTEL stations, see: https://portal.aoos.org/#metadata/8/sensor_source
AOOS | urn:ioos:station:gov.usda.nrcs.wcc.snotel:1074 |  | Nuchek, SNOTEL STATION (on McNeil River) | SNOTEL station | 60.335 | -146.665 | Fixed | 2004-10-01 | Y | AOOS, Oil Spill Recovery Institute (OSRI) | Yp | PWSSC, USDA (United States Dept of Agriculture) | nonprofit, gov_federal | PWSSC-Prince William Sound Science Center | National Water and Climate Center (NRCS) | battery_voltage, air_temperature, solar_radiation, air_pressure, wind_speed, wind_speed_of_gust, wind_from_direction, lwe_thickness_of_precipitation_amount | There are numerous SNOTEL stations reported out on the AOOS Portal. Most are operated and maintained by USDA and other groups. This inventory only lists the ones the AOOS Supports through the PWSSC. For the full list of SNOTEL stations, see: https://portal.aoos.org/#metadata/8/sensor_source
AOOS | urn:ioos:station:gov.usda.nrcs.wcc.snotel:1075 |  | Port San Juan, SNOTEL STATION | SNOTEL station | 60.055 | -148.065 | Fixed | 2004-10-01 | Y | AOOS, Oil Spill Recovery Institute (OSRI) | Yp | PWSSC, USDA (United States Dept of Agriculture) | nonprofit, gov_federal | PWSSC-Prince William Sound Science Center | National Water and Climate Center (NRCS) | battery_voltage, air_temperature, solar_radiation, air_pressure, wind_speed, wind_speed_of_gust, wind_from_direction, lwe_thickness_of_precipitation_amount | There are numerous SNOTEL stations reported out on the AOOS Portal. Most are operated and maintained by USDA and other groups. This inventory only lists the ones the AOOS Supports through the PWSSC. For the full list of SNOTEL stations, see: https://portal.aoos.org/#metadata/8/sensor_source
AOOS | urn:ioos:station:gov.usda.nrcs.wcc.snotel:1087 |  | Seal Island, SNOTEL STATION | SNOTEL station | 60.435 | -147.395 | Fixed | 2005-10-01 | Y | AOOS, Oil Spill Recovery Institute (OSRI) | Yp | PWSSC, USDA (United States Dept of Agriculture) | nonprofit, gov_federal | PWSSC-Prince William Sound Science Center | National Water and Climate Center (NRCS) | battery_voltage, air_temperature, air_pressure, wind_speed, wind_speed_of_gust, wind_from_direction, lwe_thickness_of_precipitation_amount, relative_humidity | There are numerous SNOTEL stations reported out on the AOOS Portal. Most are operated and maintained by USDA and other groups. This inventory only lists the ones the AOOS Supports through the PWSSC. For the full list of SNOTEL stations, see: https://portal.aoos.org/#metadata/8/sensor_source
AOOS | urn:ioos:station:gov.usda.nrcs.wcc.snotel:1088 |  | Strawberry Reef, SNOTEL STATION | SNOTEL station | 60.235 | -144.865 | Fixed | 2005-10-01 | Y | AOOS, Oil Spill Recovery Institute (OSRI) | Yp | PWSSC, USDA (United States Dept of Agriculture) | nonprofit, gov_federal | PWSSC-Prince William Sound Science Center | National Water and Climate Center (NRCS) | battery_voltage, air_temperature, solar_radiation, air_pressure, wind_speed, wind_speed_of_gust, wind_from_direction, lwe_thickness_of_precipitation_amount | There are numerous SNOTEL stations reported out on the AOOS Portal. Most are operated and maintained by USDA and other groups. This inventory only lists the ones the AOOS Supports through the PWSSC. For the full list of SNOTEL stations, see: https://portal.aoos.org/#metadata/8/sensor_source
AOOS | urn:ioos:station:gov.usda.nrcs.wcc.snotel:1095 |  | Sugarloaf Mtn, SNOTEL STATION | SNOTEL station | 61.085 | -146.295 | Fixed | 2006-10-01 | Y | AOOS, Oil Spill Recovery Institute (OSRI) | Yp | PWSSC, USDA (United States Dept of Agriculture) | nonprofit, gov_federal | PWSSC-Prince William Sound Science Center | National Water and Climate Center (NRCS) | battery_voltage, air_temperature, solar_radiation, air_pressure, wind_speed, wind_speed_of_gust, wind_from_direction, lwe_thickness_of_precipitation_amount, surface_snow_thickness | There are numerous SNOTEL stations reported out on the AOOS Portal. Most are operated and maintained by USDA and other groups. This inventory only lists the ones the AOOS Supports through the PWSSC. For the full list of SNOTEL stations, see: https://portal.aoos.org/#metadata/8/sensor_source
AOOS | urn:ioos:station:gov.usda.nrcs.wcc.snotel:1076 |  | Tatitlek, SNOTEL STATION | SNOTEL station | 60.875 | -146.675 | Fixed | 2004-10-01 | Y | AOOS, Oil Spill Recovery Institute (OSRI) | Yp | PWSSC, USDA (United States Dept of Agriculture) | nonprofit, gov_federal | PWSSC-Prince William Sound Science Center | National Water and Climate Center (NRCS) | battery_voltage, air_temperature, solar_radiation, air_pressure, wind_speed, wind_speed_of_gust, wind_from_direction, lwe_thickness_of_precipitation_amount | There are numerous SNOTEL stations reported out on the AOOS Portal. Most are operated and maintained by USDA and other groups. This inventory only lists the ones the AOOS Supports through the PWSSC. For the full list of SNOTEL stations, see: https://portal.aoos.org/#metadata/8/sensor_source
AOOS | cape_st_elias |  | Cape St. Elias | Weather station on Copper Delta area | 59.7983 | -144.5999 | Fixed | 2014-12-03 | Y | Prince William Sound Regional Citizen's Advisory Council (PWSRCAC) | N | PWSRCAC | nonprofit | PWSRCAC, MicroSspecialties (private industry) | Not sure, but web site links to Microspecialties (http://denali.micro-specialties.com/CapeStElias/). | air_pressure, air_temperature, relataive_humdity, solar_irradiance, wind_speed_of_gust, wind_speed, wind_from_direction, battery_voltage | Data start on the portal is December 31, 2014
AOOS | kokinhenik-bar-weather-station |  | Kokinhenik Bar Weather Station | Weather station on Copper Delta | 60.2255 | -145.1643 | Fixed | 2023-07-09 | Y | Prince William Sound Regional Citizen's Advisory Council (PWSRCAC) | Yp | PWSRCAC | nonprofit | PWSSCC - Prince William Sound Science Center | PWSSC, AOOS is sharing data | air_pressure, relative_humidity, solar_irradiance, air_temperature, wind_speed_of_gust, wind_speed, wind_from_direction | AOOS contributed some carry over funds from the NWLON CTD project to support this installation
AOOS | valdez_marine_terminal_weathe |  | Valdez Marine Terminal Weather Buoy | Weather/waves/current buoy in the Port of Valdez area | 61.091 | -146.3766 | Moored Buoy | 2019-09-21 | Y | Prince William Sound Regional Citizen's Advisory Council (PWSRCAC) | N | PWSRCAC | nonprofit | PWSRCAC, PWSSC | PWSSC | air_pressure, sea_water_velocity_to_direction, sea_water_speed, eastward_sea_water_velocity, northward_sea_water_velocity, upward_sea_water_velocity, relative_humidity, solar_irradiance, sea_water_pressure, air_temperature, sea_water_temperature, sea_surface_wave_directional_spread, sea_surface_wave_period_at_variance_spectral_density_maximum, sea_surface_wave_from_direction, sea_surface_wave_maximum_height, sea_surface_wave_significant_height, wind_speed_of_gust, wind_speed, wind_from_direction, | Installed in 2019, but AOOS was not hosting data until 2020 after the AI was submitted with the semi-annual report. AOOS Portal has data from Sep 21, 2019
AOOS | valdez_duck_flats_weather_buo |  | Valdez Duck Flats Weather Buoy | Weather/waves/current buoy in the Port of Valdez area | 61.1225 | -146.2967 | Moored Buoy | 2019-09-21 | Y | Prince William Sound Regional Citizen's Advisory Council (PWSRCAC) | N | PWSRCAC | Non-Profit | PWSRCAC, PWSSC | PWSSC | air_pressure, sea_water_velocity_to_direction, sea_water_speed, eastward_sea_water_velocity, northward_sea_water_velocity, upward_sea_water_velocity, relative_humidity, solar_irradiance, sea_water_pressure, air_temperature, sea_water_temperature, sea_surface_wave_directional_spread, sea_surface_wave_period_at_variance_spectral_density_maximum, sea_surface_wave_from_direction, sea_surface_wave_maximum_height, sea_surface_wave_significant_height, wind_speed_of_gust, wind_speed, wind_from_direction, | Installed in 2019, but AOOS was not hosting data until 2020 after the AI was submitted with the semi-annual report. AOOS Portal has data from Sep 21, 2019
AOOS | camel-bay-inner-wave-buoy | New 2022 | Camel Bay Inner Wave Buoy | SOFAR Spotter Wave Buoy - Inner Camel Bay, Adak Island | 51.7051 | -176.5985 | Moored Buoy | 8/15/2022-08/04/24 | N | NSF, UNCW-CMS | N | University of North Carolina (UNC), CMS | Academic | University of North Carolina, Willimington (UNCW) | SOFAR OCEAN | sea_surface_wave_significant_height, sea_surface_wave_from_direction, sea_surface_wave_period_at_variance_spectral_density_maximum, wind_speed, wind_from_direction, sea_surface_wave_mean_period, sea_surface_wave_directional_spread, sea_surface_wave_directional_spread_at_variance_spectral_density_maximum, sea_surface_wave_from_direction_at_variance_spectral_density_maximum | Stopped reporting August 2024; NSF Bering Sea Storms Project, Sea Level Research Lab, UNCW-CMS, Project buoy not funded by AOOS
AOOS | camel-bay-adak-island-ak | New | Camel Bay Weather Station, Adak Island, AK | MET Station in Camel Bay, Aleutian Islands, Adak Island | 51.708 | -176.6062 | Fixed | 8/16/2022 - 08/16/24 | N | NSF, UNCW-CMS | N | University of North Carolina (UNC), CMS | Academic | University of North Carolina, Willimington (UNCW) | UNCW | air_pressure, dew_point_temperature, relative_humidity, air_temperature, wind_speed_of_gust, wind_speed, wind_from_direction | Stopped reporting August 2024; NSF Bering Sea Storms Project, Sea Level Research Lab, UNCW-CMS, Project Buoy not funded by AOOS
AOOS | quail-bay-inner-wave-buoy | New 2022 | Quail Bay Inner Wave Buoy | SOFAR Spotter Wave Buoy - Inner Quail Bay | 51.7564 | -176.3308 | Moored Buoy | 8/16/2022 - 08/04/24 | N | NSF, UNCW-CMS | N | University of North Carolina (UNC), CMS | Academic | University of North Carolina, Willimington (UNCW) | SOFAR OCEAN | sea_surface_wave_significant_height, sea_surface_wave_from_direction, sea_surface_wave_period_at_variance_spectral_density_maximum, wind_speed, wind_from_direction, sea_surface_wave_mean_period, sea_surface_wave_directional_spread, sea_surface_wave_directional_spread_at_variance_spectral_density_maximum, sea_surface_wave_from_direction_at_variance_spectral_density_maximum | Stopped reporting August 2024; NSF Bering Sea Storms Project, Sea Level Research Lab, UNCW-CMS, Project buoy not funded by AOOS
AOOS | shagak-bay-inner-wave-buoy | New 2022 | Shagak Bay Inner Wave Buoy | SOFAR Spotter Wave Buoy in Shagak Bay | 51.8744 | -176.7443 | Moored Buoy | 8/12/2022-08/03/24 | N | NSF, UNCW-CMS | N | UNCW-Coastal Ocean Research and Monitoring Program (CORMP) | Academic | University of North Carolina, Willimington (UNCW) | SOFAR OCEAN | sea_surface_wave_significant_height, sea_surface_wave_from_direction, sea_surface_wave_period_at_variance_spectral_density_maximum, wind_speed, wind_from_direction, sea_surface_wave_mean_period, sea_surface_wave_directional_spread, sea_surface_wave_directional_spread_at_variance_spectral_density_maximum, sea_surface_wave_from_direction_at_variance_spectral_density_maximum | Stopped reporting Aug 3 2024; NSF Bering Sea Storms Project, Sea Level Research Lab, UNCW-CMS, Project Buoy not funded by AOOS
AOOS | skan-bay-inner-wave-buoy | New 2021 | Skan Bay Inner Wave Buoy | SOFAR Spotter Wave Buoy in Skan Bay (inner bay) | 53.6151 | -167.0489 | Moored Buoy | 8/27/2021-05/28/24 | N | NSF, UNCW-CMS | N | UNCW-Coastal Ocean Research and Monitoring Program (CORMP) | Academic | University of North Carolina, Willimington (UNCW) | SOFAR OCEAN | sea_surface_wave_significant_height, sea_surface_wave_from_direction, sea_surface_wave_period_at_variance_spectral_density_maximum, sea_surface_wave_mean_period, sea_surface_wave_directional_spread, sea_surface_wave_directional_spread_at_variance_spectral_density_maximum, sea_surface_wave_from_direction_at_variance_spectral_density_maximum | Stopped reporting Aug 3 2024; NSF Bering Sea Storms Project, Sea Level Research Lab, UNCW-CMS, Project Buoy not funded by AOOS
AOOS | skan-bay-unalaska-island-ak | New 2022 | Skan Bay Weather Station, Unalaska Island, AK | MET Station in Skan Bay, Unalaska, AK | 53.6185 | -167.0628 | Fixed | 8/16/2022-04/18/24 | Y | NSF, UNCW-CMS | N | UNCW-Coastal Ocean Research and Monitoring Program (CORMP) | Academic | University of North Carolina, Willimington (UNCW) | UNCW | air_pressure, dew_point_temperature, relative_humidity, air_temperature, wind_speed_of_gust, wind_speed, wind_from_direction | Stopped reporting April 18 2024; NSF Bering Sea Storms Project, Sea Level Research Lab, UNCW-CMS, Project Buoy not funded by AOOS
AOOS | noaa_nos_co_ops_9454050 | CRVA2 | Cordova, AK | NOAA NWLON station in Cordova equipped with AOOS Funded CTD sensor | 60.5583 | -145.755 | Fixed | Tide Gage: 08/31/78; NWLON CTD installed 11/03/2013 | N | NOAA CO-OPS, AOOS | Yp | NOAA _NWLON | Federal | PWSSC-Prince William Sound Science Center | NOAA CO-OPS | air_pressure, sea_water_electrical_conductivity, sea_water_practical_salinity, air_temperature, sea_water_temperature, sea_surface_height_amplitude_due_to_geocentric_ocean_tide, sea_surface_height_above_sea_level, wind_speed_of_gust, wind_speed, wind_from_direction | I have added this station so IOOS knows that AOOS funded and is supporting all the CTD obsevations at this site in cooperation with NOAA CO-OPS. CTD was installed in 2013.
AOOS | noaa_nos_co_ops_9454240 | VDZA2 | Valdez, AK | NOAA NWLON station in Valdez Harbor equipped with AOOS Funded CTD sensor | 61.1242 | -146.3631 | Fixed | Tide gage: 04/16/73; NWLON CTD installed 10/13/2022 | Y | NOAA CO-OPS, AOOS | Yp | NOAA _NWLON | Federal | PWSRCAC - Prince William Sound Regional Citizens Advisory Council | NOAA CO-OPS | air_pressure, sea_water_electrical_conductivity, sea_water_practical_salinity, air_temperature, sea_water_temperature, sea_surface_height_amplitude_due_to_geocentric_ocean_tide, sea_surface_height_above_sea_level, wind_speed_of_gust, wind_speed, wind_from_direction | I have added this station so IOOS knows that AOOS funded and is supporting all the CTD obsevations at this site in cooperation with NOAA CO-OPS. CTD installed in 2022.
AOOS | cape-lisburne-2024 | New Seasonal/Temporary | Cape Lisburne Wave Buoy 2024 | Cape Lisburne AEWC Backyard Buoys 2024 Seasonal Wave Buoy | 68.5899 | -166.3024 | Fixed | 07/25/24 - 10/09/24 | N | AOOS, NSF Backyard Buoys Program | N (NSF) | Alaska Eskimo Whaling Commission (AEWC) and AOOS | non-profit | AEWC | AOOS | sea_water_temperature, sea_surface_wave_mean_period, sea_surface_wave_directional_spread, sea_surface_wave_period_at_variance_spectral_density_maximum, sea_surface_wave_significant_height, sea_surface_wave_from_direction, wind_speed, wind_from_direction | These are seasonally deployed wave buoys as part of the Backyard Buoys projects AOOS has with NSF. Deployments also occurred in 2023, but these data were not uploaded to the AOOS Data Portal until 2024. Futuer deployments will likely be called out as separate stations, due to locational differences from year to year. These station deployments likely will need to updated and changed annually. list of all AEWC deployments in portal : https://portal.aoos.org/#metadata/2346/sensor_source
AOOS | cape-thompson-2024 | New Seasonal/Temporary | Cape Thompson Wave Buoy 2024 | Cape Thomspon AEWC Backyard Buoys 2024 Seasonal Wave Buoy | 68.2144 | -166.2016 | Fixed | 07/25/24 - 10/21/24 | N | AOOS, NSF Backyard Buoys Program | N (NSF) | Alaska Eskimo Whaling Commission (AEWC) and AOOS | non-profit | AEWC | AOOS | sea_water_temperature, sea_surface_wave_mean_period, sea_surface_wave_directional_spread, sea_surface_wave_period_at_variance_spectral_density_maximum, sea_surface_wave_significant_height, sea_surface_wave_from_direction, wind_speed, wind_from_direction | These are seasonally deployed wave buoys as part of the Backyard Buoys projects AOOS has with NSF. Deployments also occurred in 2023, but these data were not uploaded to the AOOS Data Portal until 2024. Futuer deployments will likely be called out as separate stations, due to locational differences from year to year. These station deployments likely will need to updated and changed annually. list of all AEWC deployments in portal : https://portal.aoos.org/#metadata/2346/sensor_source
AOOS | dease-inlet-2024 | New Seasonal/Temporary | Dease Inlet Wave Buoy 2024 | Dease Inlet AEWC Backyard Buoys 2024 Seasonal Wave Buoy | 71.0911 | -155.4086 | Fixed | 07/23/24 - 10/01/24 | N | AOOS, NSF Backyard Buoys Program | N (NSF) | Alaska Eskimo Whaling Commission (AEWC) and AOOS | non-profit | AEWC | AOOS | sea_water_temperature, sea_surface_wave_mean_period, sea_surface_wave_directional_spread, sea_surface_wave_period_at_variance_spectral_density_maximum, sea_surface_wave_significant_height, sea_surface_wave_from_direction, wind_speed, wind_from_direction | These are seasonally deployed wave buoys as part of the Backyard Buoys projects AOOS has with NSF. Deployments also occurred in 2023, but these data were not uploaded to the AOOS Data Portal until 2024. Futuer deployments will likely be called out as separate stations, due to locational differences from year to year. These station deployments likely will need to updated and changed annually. list of all AEWC deployments in portal : https://portal.aoos.org/#metadata/2346/sensor_source
AOOS | gambell-2024 | New Seasonal/Temporary | Gambell Wave Buoy 2024 | Gambell AEWC Backyard Buoys 2024 Seasonal Wave Buoy | 63.7592 | -171.8473 | Fixed | 07/23/24 - 10/09/24 | N | AOOS, NSF Backyard Buoys Program | N (NSF) | Alaska Eskimo Whaling Commission (AEWC) and AOOS | non-profit | AEWC | AOOS | sea_water_temperature, sea_surface_wave_mean_period, sea_surface_wave_directional_spread, sea_surface_wave_period_at_variance_spectral_density_maximum, sea_surface_wave_significant_height, sea_surface_wave_from_direction, wind_speed, wind_from_direction | These are seasonally deployed wave buoys as part of the Backyard Buoys projects AOOS has with NSF. Deployments also occurred in 2023, but these data were not uploaded to the AOOS Data Portal until 2024. Futuer deployments will likely be called out as separate stations, due to locational differences from year to year. These station deployments likely will need to updated and changed annually. list of all AEWC deployments in portal : https://portal.aoos.org/#metadata/2346/sensor_source
AOOS | iko-bay-2024 | New Seasonal/Temporary | Iko By Wave Buoy 2024 | Iko Bay AEWC Backyard Buoys 2024 Seasonal Wave Buoy | 71.2303 | -155.9272 | Fixed | 08/15/24 - 10/01/24 | N | AOOS, NSF Backyard Buoys Program | N (NSF) | Alaska Eskimo Whaling Commission (AEWC) and AOOS | non-profit | AEWC | AOOS | sea_water_temperature, sea_surface_wave_mean_period, sea_surface_wave_directional_spread, sea_surface_wave_period_at_variance_spectral_density_maximum, sea_surface_wave_significant_height, sea_surface_wave_from_direction, wind_speed, wind_from_direction | These are seasonally deployed wave buoys as part of the Backyard Buoys projects AOOS has with NSF. Deployments also occurred in 2023, but these data were not uploaded to the AOOS Data Portal until 2024. Futuer deployments will likely be called out as separate stations, due to locational differences from year to year. These station deployments likely will need to updated and changed annually. list of all AEWC deployments in portal : https://portal.aoos.org/#metadata/2346/sensor_source
AOOS | kaktovik-12-mi-2024 | New Seasonal/Temporary | Kaktovik 12 mile Wave Buoy 2024 | Kaktovik 12 mile AEWC Backyard Buoys 2024 Seasonal Wave Buoy | 70.303 | -143.734 | Fixed | 08/06/24 - 10/03/24 | N | AOOS, NSF Backyard Buoys Program | N (NSF) | Alaska Eskimo Whaling Commission (AEWC) and AOOS | non-profit | AEWC | AOOS | sea_water_temperature, sea_surface_wave_mean_period, sea_surface_wave_directional_spread, sea_surface_wave_period_at_variance_spectral_density_maximum, sea_surface_wave_significant_height, sea_surface_wave_from_direction, wind_speed, wind_from_direction | These are seasonally deployed wave buoys as part of the Backyard Buoys projects AOOS has with NSF. Deployments also occurred in 2023, but these data were not uploaded to the AOOS Data Portal until 2024. Futuer deployments will likely be called out as separate stations, due to locational differences from year to year. These station deployments likely will need to updated and changed annually. list of all AEWC deployments in portal : https://portal.aoos.org/#metadata/2346/sensor_source
AOOS | kaktovik-2-mi-2024 | New Seasonal/Temporary | Kaktovik 2 mile Wave Buoy 2024 | Kaktovik 2 mile AEWC Backyard Buoys 2024 Seasonal Wave Buoy | 70.165 | -143.623 | Fixed | 08/12/24 - 10/03/24 | N | AOOS, NSF Backyard Buoys Program | N (NSF) | Alaska Eskimo Whaling Commission (AEWC) and AOOS | non-profit | AEWC | AOOS | sea_water_temperature, sea_surface_wave_mean_period, sea_surface_wave_directional_spread, sea_surface_wave_period_at_variance_spectral_density_maximum, sea_surface_wave_significant_height, sea_surface_wave_from_direction, wind_speed, wind_from_direction | These are seasonally deployed wave buoys as part of the Backyard Buoys projects AOOS has with NSF. Deployments also occurred in 2023, but these data were not uploaded to the AOOS Data Portal until 2024. Futuer deployments will likely be called out as separate stations, due to locational differences from year to year. These station deployments likely will need to updated and changed annually. list of all AEWC deployments in portal : https://portal.aoos.org/#metadata/2346/sensor_source
AOOS | kaktovik-7-mi-2024 | New Seasonal/Temporary | Kaktovik 7 mile Wave Buoy 2024 | Kaktovik 7 mile AEWC Backyard Buoys 2024 Seasonal Wave Buoy | 70.237 | -143.69 | Fixed | 08/06/24 - 10/03/24 | N | AOOS, NSF Backyard Buoys Program | N (NSF) | Alaska Eskimo Whaling Commission (AEWC) and AOOS | non-profit | AEWC | AOOS | sea_water_temperature, sea_surface_wave_mean_period, sea_surface_wave_directional_spread, sea_surface_wave_period_at_variance_spectral_density_maximum, sea_surface_wave_significant_height, sea_surface_wave_from_direction, wind_speed, wind_from_direction | These are seasonally deployed wave buoys as part of the Backyard Buoys projects AOOS has with NSF. Deployments also occurred in 2023, but these data were not uploaded to the AOOS Data Portal until 2024. Futuer deployments will likely be called out as separate stations, due to locational differences from year to year. These station deployments likely will need to updated and changed annually. list of all AEWC deployments in portal : https://portal.aoos.org/#metadata/2346/sensor_source
AOOS | little-diomede-1-2024 | New Seasonal/Temporary | Little Diomede 1 Wave Buoy 2024 | Little Diomede site 1 AEWC Backyard Buoys 2024 Seasonal Wave Buoy | 65.7278 | -168.9539 | Fixed | 07/23/24 - 08/08/24 | N | AOOS, NSF Backyard Buoys Program | N (NSF) | Alaska Eskimo Whaling Commission (AEWC) and AOOS | non-profit | AEWC | AOOS | sea_water_temperature, sea_surface_wave_mean_period, sea_surface_wave_directional_spread, sea_surface_wave_period_at_variance_spectral_density_maximum, sea_surface_wave_significant_height, sea_surface_wave_from_direction, wind_speed, wind_from_direction | These are seasonally deployed wave buoys as part of the Backyard Buoys projects AOOS has with NSF. Deployments also occurred in 2023, but these data were not uploaded to the AOOS Data Portal until 2024. Futuer deployments will likely be called out as separate stations, due to locational differences from year to year. These station deployments likely will need to updated and changed annually. list of all AEWC deployments in portal : https://portal.aoos.org/#metadata/2346/sensor_source
AOOS | little-diomede-2-2024 | New Seasonal/Temporary | Little Diomede 2 Wave Buoy 2024 | Little Diomede site 2 AEWC Backyard Buoys 2024 Seasonal Wave Buoy | 65.7252 | -168.9386 | Fixed | 07/23/24 - 08/08/24 | N | AOOS, NSF Backyard Buoys Program | N (NSF) | Alaska Eskimo Whaling Commission (AEWC) and AOOS | non-profit | AEWC | AOOS | sea_water_temperature, sea_surface_wave_mean_period, sea_surface_wave_directional_spread, sea_surface_wave_period_at_variance_spectral_density_maximum, sea_surface_wave_significant_height, sea_surface_wave_from_direction, wind_speed, wind_from_direction | These are seasonally deployed wave buoys as part of the Backyard Buoys projects AOOS has with NSF. Deployments also occurred in 2023, but these data were not uploaded to the AOOS Data Portal until 2024. Futuer deployments will likely be called out as separate stations, due to locational differences from year to year. These station deployments likely will need to updated and changed annually. list of all AEWC deployments in portal : https://portal.aoos.org/#metadata/2346/sensor_source
AOOS | plover-islands-2024 | New Seasonal/Temporary | Plover Islands Wave Buoy 2024 | Plover Islands AEWC Backyard Buoys 2024 Seasonal Wave Buoy | 71.296 | -155.7762 | Fixed | 07/23/24 - 08/17/24 | N | AOOS, NSF Backyard Buoys Program | N (NSF) | Alaska Eskimo Whaling Commission (AEWC) and AOOS | non-profit | AEWC | AOOS | sea_water_temperature, sea_surface_wave_mean_period, sea_surface_wave_directional_spread, sea_surface_wave_period_at_variance_spectral_density_maximum, sea_surface_wave_significant_height, sea_surface_wave_from_direction, wind_speed, wind_from_direction | These are seasonally deployed wave buoys as part of the Backyard Buoys projects AOOS has with NSF. Deployments also occurred in 2023, but these data were not uploaded to the AOOS Data Portal until 2024. Futuer deployments will likely be called out as separate stations, due to locational differences from year to year. These station deployments likely will need to updated and changed annually. list of all AEWC deployments in portal : https://portal.aoos.org/#metadata/2346/sensor_source
AOOS | point-barrow-2-mi-2024 | New Seasonal/Temporary | Point Barrow 2 Mile Wave Buoy 2024 | Point Barrow 2 Mile AEWC Backyard Buoys 2024 Seasonal Wave Buoy | 71.3968 | -155.5256 | Fixed | 07/23/24 - 10/02/24 | N | AOOS, NSF Backyard Buoys Program | N (NSF) | Alaska Eskimo Whaling Commission (AEWC) and AOOS | non-profit | AEWC | AOOS | sea_water_temperature, sea_surface_wave_mean_period, sea_surface_wave_directional_spread, sea_surface_wave_period_at_variance_spectral_density_maximum, sea_surface_wave_significant_height, sea_surface_wave_from_direction, wind_speed, wind_from_direction | These are seasonally deployed wave buoys as part of the Backyard Buoys projects AOOS has with NSF. Deployments also occurred in 2023, but these data were not uploaded to the AOOS Data Portal until 2024. Futuer deployments will likely be called out as separate stations, due to locational differences from year to year. These station deployments likely will need to updated and changed annually. list of all AEWC deployments in portal : https://portal.aoos.org/#metadata/2346/sensor_source
AOOS | point-hope-2024 | New Seasonal/Temporary | Point Hope Wave Buoy 2024 | Point Hope AEWC Backyard Buoys 2024 Seasonal Wave Buoy | 68.3913 | -166.7001 | Fixed | 07/25/24 - 08/14/24 | N | AOOS, NSF Backyard Buoys Program | N (NSF) | Alaska Eskimo Whaling Commission (AEWC) and AOOS | non-profit | AEWC | AOOS | sea_water_temperature, sea_surface_wave_mean_period, sea_surface_wave_directional_spread, sea_surface_wave_period_at_variance_spectral_density_maximum, sea_surface_wave_significant_height, sea_surface_wave_from_direction, wind_speed, wind_from_direction | These are seasonally deployed wave buoys as part of the Backyard Buoys projects AOOS has with NSF. Deployments also occurred in 2023, but these data were not uploaded to the AOOS Data Portal until 2024. Futuer deployments will likely be called out as separate stations, due to locational differences from year to year. These station deployments likely will need to updated and changed annually. list of all AEWC deployments in portal : https://portal.aoos.org/#metadata/2346/sensor_source
AOOS | savoonga-2024 | New Seasonal/Temporary | Savoonga Wave Buoy 2024 | Savoonga AEWC Backyard Buoys 2024 Seasonal Wave Buoy | 63.716 | -170.4855 | Fixed | 07/21/24 - 08/17/24 | N | AOOS, NSF Backyard Buoys Program | N (NSF) | Alaska Eskimo Whaling Commission (AEWC) and AOOS | non-profit | AEWC | AOOS | sea_water_temperature, sea_surface_wave_mean_period, sea_surface_wave_directional_spread, sea_surface_wave_period_at_variance_spectral_density_maximum, sea_surface_wave_significant_height, sea_surface_wave_from_direction, wind_speed, wind_from_direction | These are seasonally deployed wave buoys as part of the Backyard Buoys projects AOOS has with NSF. Deployments also occurred in 2023, but these data were not uploaded to the AOOS Data Portal until 2024. Futuer deployments will likely be called out as separate stations, due to locational differences from year to year. These station deployments likely will need to updated and changed annually. list of all AEWC deployments in portal : https://portal.aoos.org/#metadata/2346/sensor_source
AOOS | south-of-barrow-2024 | New Seasonal/Temporary | South of Barrow Wave Buoy 2024 | South of Barrow AEWC Backyard Buoys 2024 Seasonal Wave Buoy | 70.9647 | -157.7795 | Fixed | 07/27/24 - 08/23/24 | N | AOOS, NSF Backyard Buoys Program | N (NSF) | Alaska Eskimo Whaling Commission (AEWC) and AOOS | non-profit | AEWC | AOOS | sea_water_temperature, sea_surface_wave_mean_period, sea_surface_wave_directional_spread, sea_surface_wave_period_at_variance_spectral_density_maximum, sea_surface_wave_significant_height, sea_surface_wave_from_direction, wind_speed, wind_from_direction | These are seasonally deployed wave buoys as part of the Backyard Buoys projects AOOS has with NSF. Deployments also occurred in 2023, but these data were not uploaded to the AOOS Data Portal until 2024. Futuer deployments will likely be called out as separate stations, due to locational differences from year to year. These station deployments likely will need to updated and changed annually. list of all AEWC deployments in portal : https://portal.aoos.org/#metadata/2346/sensor_source
AOOS | tapkaluk-islands-2024 | New Seasonal/Temporary | Tapkaluk Islands Wave Buoy 2024 | Tapkaluk Islands AEWC Backyard Buoys 2024 Seasonal Wave Buoy | 71.3915 | -155.9323 | Fixed | 07/23/24 - 07/26/24 | N | AOOS, NSF Backyard Buoys Program | N (NSF) | Alaska Eskimo Whaling Commission (AEWC) and AOOS | non-profit | AEWC | AOOS | sea_water_temperature, sea_surface_wave_mean_period, sea_surface_wave_directional_spread, sea_surface_wave_period_at_variance_spectral_density_maximum, sea_surface_wave_significant_height, sea_surface_wave_from_direction, wind_speed, wind_from_direction | These are seasonally deployed wave buoys as part of the Backyard Buoys projects AOOS has with NSF. Deployments also occurred in 2023, but these data were not uploaded to the AOOS Data Portal until 2024. Futuer deployments will likely be called out as separate stations, due to locational differences from year to year. These station deployments likely will need to updated and changed annually. list of all AEWC deployments in portal : https://portal.aoos.org/#metadata/2346/sensor_source
AOOS | wainwright-10-mi-2024 | New Seasonal/Temporary | Wainwright 10 mile Wave Buoy 2024 | Wainwright 10 mile AEWC Backyard Buoys 2024 Seasonal Wave Buoy | 70.7339 | -160.2962 | Fixed | 07/22/24 - 07/26/24 | N | AOOS, NSF Backyard Buoys Program | N (NSF) | Alaska Eskimo Whaling Commission (AEWC) and AOOS | non-profit | AEWC | AOOS | sea_water_temperature, sea_surface_wave_mean_period, sea_surface_wave_directional_spread, sea_surface_wave_period_at_variance_spectral_density_maximum, sea_surface_wave_significant_height, sea_surface_wave_from_direction, wind_speed, wind_from_direction | These are seasonally deployed wave buoys as part of the Backyard Buoys projects AOOS has with NSF. Deployments also occurred in 2023, but these data were not uploaded to the AOOS Data Portal until 2024. Futuer deployments will likely be called out as separate stations, due to locational differences from year to year. These station deployments likely will need to updated and changed annually. list of all AEWC deployments in portal : https://portal.aoos.org/#metadata/2346/sensor_source
AOOS | wainwright-5-mi-2024 | New Seasonal/Temporary | Wainwright 5 mile Wave Buoy 2024 | Wainwright 5 mile AEWC Backyard Buoys 2024 Seasonal Wave Buoy | 70.6884 | -160.2017 | Fixed | 07/22/24 - 10/02/24 | N | AOOS, NSF Backyard Buoys Program | N (NSF) | Alaska Eskimo Whaling Commission (AEWC) and AOOS | non-profit | AEWC | AOOS | sea_water_temperature, sea_surface_wave_mean_period, sea_surface_wave_directional_spread, sea_surface_wave_period_at_variance_spectral_density_maximum, sea_surface_wave_significant_height, sea_surface_wave_from_direction, wind_speed, wind_from_direction | These are seasonally deployed wave buoys as part of the Backyard Buoys projects AOOS has with NSF. Deployments also occurred in 2023, but these data were not uploaded to the AOOS Data Portal until 2024. Futuer deployments will likely be called out as separate stations, due to locational differences from year to year. These station deployments likely will need to updated and changed annually. list of all AEWC deployments in portal : https://portal.aoos.org/#metadata/2346/sensor_source
AOOS | wainwright-5-mi-north-2024 | New Seasonal/Temporary | Wainwright 5 mile North Wave Buoy 2024 | Wainwright 5 mile North AEWC Backyard Buoys 2024 Seasonal Wave Buoy | 70.7169 | -160.0293 | Fixed | 07/22/24 - 10/02/24 | N | AOOS, NSF Backyard Buoys Program | N (NSF) | Alaska Eskimo Whaling Commission (AEWC) and AOOS | non-profit | AEWC | AOOS | sea_water_temperature, sea_surface_wave_mean_period, sea_surface_wave_directional_spread, sea_surface_wave_period_at_variance_spectral_density_maximum, sea_surface_wave_significant_height, sea_surface_wave_from_direction, wind_speed, wind_from_direction | These are seasonally deployed wave buoys as part of the Backyard Buoys projects AOOS has with NSF. Deployments also occurred in 2023, but these data were not uploaded to the AOOS Data Portal until 2024. Futuer deployments will likely be called out as separate stations, due to locational differences from year to year. These station deployments likely will need to updated and changed annually. list of all AEWC deployments in portal : https://portal.aoos.org/#metadata/2346/sensor_source
AOOS | wainwright-2-mi-2024 | New Seasonal/Temporary | Wainwright 2 mile Wave Buoy 2024 | Wainwright 2 mile AEWC Backyard Buoys 2024 Seasonal Wave Buoy | 70.6417 | -160.1278 | Fixed | 07/22/24 - 10/02/24 | N | AOOS, NSF Backyard Buoys Program | N (NSF) | Alaska Eskimo Whaling Commission (AEWC) and AOOS | non-profit | AEWC | AOOS | sea_water_temperature, sea_surface_wave_mean_period, sea_surface_wave_directional_spread, sea_surface_wave_period_at_variance_spectral_density_maximum, sea_surface_wave_significant_height, sea_surface_wave_from_direction, wind_speed, wind_from_direction | These are seasonally deployed wave buoys as part of the Backyard Buoys projects AOOS has with NSF. Deployments also occurred in 2023, but these data were not uploaded to the AOOS Data Portal until 2024. Futuer deployments will likely be called out as separate stations, due to locational differences from year to year. These station deployments likely will need to updated and changed annually. list of all AEWC deployments in portal : https://portal.aoos.org/#metadata/2346/sensor_source
AOOS | wainwright-2-mi-north-2024 | New Seasonal/Temporary | Wainwright 2 mile North Wave Buoy 2024 | Wainwright 2 mile North AEWC Backyard Buoys 2024 Seasonal Wave Buoy | 70.7007 | -159.9949 | Fixed | 07/22/24 - 08/31/24 | N | AOOS, NSF Backyard Buoys Program | N (NSF) | Alaska Eskimo Whaling Commission (AEWC) and AOOS | non-profit | AEWC | AOOS | sea_water_temperature, sea_surface_wave_mean_period, sea_surface_wave_directional_spread, sea_surface_wave_period_at_variance_spectral_density_maximum, sea_surface_wave_significant_height, sea_surface_wave_from_direction, wind_speed, wind_from_direction | These are seasonally deployed wave buoys as part of the Backyard Buoys projects AOOS has with NSF. Deployments also occurred in 2023, but these data were not uploaded to the AOOS Data Portal until 2024. Futuer deployments will likely be called out as separate stations, due to locational differences from year to year. These station deployments likely will need to updated and changed annually. list of all AEWC deployments in portal : https://portal.aoos.org/#metadata/2346/sensor_source
AOOS | wainwright-lagoon-2024 | New Seasonal/Temporary | Wainwright Lagoon Wave Buoy 2024 | Wainwright Lagoon AEWC Backyard Buoys 2024 Seasonal Wave Buoy | 70.608 | -159.9842 | Fixed | 07/09/24 - 10/02/24 | N | AOOS, NSF Backyard Buoys Program | N (NSF) | Alaska Eskimo Whaling Commission (AEWC) and AOOS | non-profit | AEWC | AOOS | sea_water_temperature, sea_surface_wave_mean_period, sea_surface_wave_directional_spread, sea_surface_wave_period_at_variance_spectral_density_maximum, sea_surface_wave_significant_height, sea_surface_wave_from_direction, wind_speed, wind_from_direction | These are seasonally deployed wave buoys as part of the Backyard Buoys projects AOOS has with NSF. Deployments also occurred in 2023, but these data were not uploaded to the AOOS Data Portal until 2024. Futuer deployments will likely be called out as separate stations, due to locational differences from year to year. These station deployments likely will need to updated and changed annually. list of all AEWC deployments in portal : https://portal.aoos.org/#metadata/2346/sensor_source
AOOS | west-of-barrow-20-mi-2024 | New Seasonal/Temporary | West of Barrow 20 mile Wave Buoy 2024 | West of Barrow 20 mile AEWC Backyard Buoys 2024 Seasonal Wave Buoy | 71.516 | -157.4288 | Fixed | 07/28/24 - 08/24/24 | N | AOOS, NSF Backyard Buoys Program | N (NSF) | Alaska Eskimo Whaling Commission (AEWC) and AOOS | non-profit | AEWC | AOOS | sea_water_temperature, sea_surface_wave_mean_period, sea_surface_wave_directional_spread, sea_surface_wave_period_at_variance_spectral_density_maximum, sea_surface_wave_significant_height, sea_surface_wave_from_direction, wind_speed, wind_from_direction | These are seasonally deployed wave buoys as part of the Backyard Buoys projects AOOS has with NSF. Deployments also occurred in 2023, but these data were not uploaded to the AOOS Data Portal until 2024. Futuer deployments will likely be called out as separate stations, due to locational differences from year to year. These station deployments likely will need to updated and changed annually. list of all AEWC deployments in portal : https://portal.aoos.org/#metadata/2346/sensor_source
AOOS | west-of-barrow-10-mi-2024 | New Seasonal/Temporary | West of Barrow 10 mile Wave Buoy 2024 | West of Barrow 10 mile AEWC Backyard Buoys 2024 Seasonal Wave Buoy | 71.3889 | -157.1467 | Fixed | 07/24/24 - 07/31/24 | N | AOOS, NSF Backyard Buoys Program | N (NSF) | Alaska Eskimo Whaling Commission (AEWC) and AOOS | non-profit | AEWC | AOOS | sea_water_temperature, sea_surface_wave_mean_period, sea_surface_wave_directional_spread, sea_surface_wave_period_at_variance_spectral_density_maximum, sea_surface_wave_significant_height, sea_surface_wave_from_direction, wind_speed, wind_from_direction | These are seasonally deployed wave buoys as part of the Backyard Buoys projects AOOS has with NSF. Deployments also occurred in 2023, but these data were not uploaded to the AOOS Data Portal until 2024. Futuer deployments will likely be called out as separate stations, due to locational differences from year to year. These station deployments likely will need to updated and changed annually. list of all AEWC deployments in portal : https://portal.aoos.org/#metadata/2346/sensor_source
AOOS | west-of-barrow-5-mi-2024 | New Seasonal/Temporary | West of Barrow 5 mile Wave Buoy 2024 | West of Barrow 5 mile AEWC Backyard Buoys 2024 Seasonal Wave Buoy | 71.3316 | -156.9959 | Fixed | 07/27/24 - 10/07/24 | N | AOOS, NSF Backyard Buoys Program | N (NSF) | Alaska Eskimo Whaling Commission (AEWC) and AOOS | non-profit | AEWC | AOOS | sea_water_temperature, sea_surface_wave_mean_period, sea_surface_wave_directional_spread, sea_surface_wave_period_at_variance_spectral_density_maximum, sea_surface_wave_significant_height, sea_surface_wave_from_direction, wind_speed, wind_from_direction | These are seasonally deployed wave buoys as part of the Backyard Buoys projects AOOS has with NSF. Deployments also occurred in 2023, but these data were not uploaded to the AOOS Data Portal until 2024. Futuer deployments will likely be called out as separate stations, due to locational differences from year to year. These station deployments likely will need to updated and changed annually. list of all AEWC deployments in portal : https://portal.aoos.org/#metadata/2346/sensor_source
LEGENDS
A new station, or something newly added or important changed to spreadsheet including new or replaced sensor installations. During 2022, NDBC for example, was reporting out most of the Marine Exchange Weather data, where as in prior years, they only reporte out on a handful, so I pulled the NDBC cman/wmo Id codes and included them here for the 2024 inventory.
Shaded as not reporting during 2024. (I could not use the strike out feature), so grey shaded and moved a copy to the Not Reporting in 2024 worksheet. NOTE: Some of these may have data that needs to be backfilled (see comments) or will be reinstalled at a later time, so I keep them in the Not Reporting Log if that is the case. That is the reason for theNot Reporting in 2024 worksheet.
NOTE 2020 and onward | Some of the station start dates changed in the data portal records, so I reflect those changes on this version of the RAAI for the MXAK AIS WX stations. The dates highlighted in Yellow, and some of those may not reflect the actual install dates. I leave two dates on some, so I can reference with MXAK. I believe the portal start dates are of initialized data on the data portal. I will need to confer with MXAK to determine actual install dates, if needed. I am not sure they stored their data, so it might only be useful to know when a perm record was being made. Only the NDBC station feeds will have historical records if we we do not already host them.

## Not Reporting 2024
RA | Station ID | WMO ID or NWS/CMAN ID | Station Long Name | Station Description | Latitude (dec deg) | Longitude (dec deg) | Platform Type | Station Deployment (mm/yyyy, yyyy, < 5 yr, > 5 yr) | Currently Operational? (Y, N, O, U) | Platform Funder/Sponsor | RA Funding Involvement (Yf, Yp, N) | Platform Operator/Owner | Operator Sector | Platform Maintainer | Data Manager | Variable Names + water column depth of measurement in meters [CF_name (# m, # m) or CF_name (mult) or CF_name (# depths)]. | Additional notes
AOOS | urn:ioos:station:scripps-institution-of-oceano:241 | 46265 | Nome, AK CDIP Wave Buoy 241 | Seasonal real-time water level offshoreport of Nome, AK; Datawell Directional wave buoy | 64.4723 | -165.4743 | Wave_buoy | 7/10/2018 - 10/17/18 (first seasonal deployment); 06/11/19 - 10/18/19; 08/26/20-09/09/20 - buoy flooded after deployment; 2021 no deployment; 07/31/22 - 10/12/22 | Y, O (seasonal) | AOOS, CDIP (USACE), Port of Nome | Yp | AOOS (operattor), CDIP (owner) | nonprofit | AOOS and Port of Nome | CDIP | sea_surface_wave_significant_height, sea_water_temperature, sea_surface_dominant_wave_period, sea_surface_wave_to_direction, sea_surface_wave_mean_period, direction_of_sea_water_velocity (0.75m), sea_water_speed (0.75m) (surface current info discontinued in 2020) | Not deployed in 2024. Working with CDIP to identify small Datawell option for deployment. 2025, expect two Sofar wave buoys in the region, but this location might not be one. Will know more in spring 2025.. Leaving here for now should we redploy at this location.
AOOS | urn:ioos:station:gov.noaa.pmel:GAK_Seward |  | GAKOA-Gulf of Alaska Ocean Acidification Mooring | Resurrection Bay, Seward, Real-time OA parameters | 59.85 | -149.5 | moored_buoy | 2011-05-19 | Y | AOOS, NOAA | Yp | NOAA_PMEL | gov_federal | NOAA PMEL, UAF_OARC | NOAA | dissolved_carbon_dixoide_ppm, partial_pressure_of_carbon_dioxide_in_sea_water, sea_water_pH, sea_water_temperature, sea_water_salinity, barometric_pressure | Not reporting to the AOOS Portal since January 2020. No longer reporting to AOOS, to promote data version control. Data can be found at NOAA PMEL and other OA archives.
AOOS | urn:ioos:station:gov.noaa.pmel:m2 |  | Ocean Acidification Mooring M2 | Bering Sea, Real-time OA parameters | 56.87 | -164.06 | moored_buoy | 1905-07-03 | Y | AOOS, NOAA | Yp | NOAA_PMEL | gov_federal | NOAA, PMEL, UAF_OARC | NOAA | dissolved_carbon_dixoide_ppm, partial_pressure_of_carbon_dioxide_in_sea_water , sea_water_pH, sea_water_temperature, sea_water_salinity, barometric_pressure | Not reporting to the AOOS Portal since January 2020. Not sure why. No longer reporting to AOOS, to promote data version control. Data can be found at NOAA PMEL and other OA archives.
AOOS | urn:ioos:station:org.mxak:ADAK_PORT |  | Adak Port | WEATHER (no AIS) | 51.8694 | -176.6407 | Fixed | 5/5/2015 - 12/12/2018 | O | AOOS | YP | Marine Exchnge of Alaska | nonprofit | MXAK (Marine Exchange of Alaska) | AOOS | dew_point_temperaure, air_temperature, air_pressure, relative_humidity, wind_speed_of_gust, wind_gust_from_direction, wind_speed, wind_from_direction | stopped reporting in 2018
AOOS | urn:ioos:station:org.mxak:FIVE_FINGER_LIGHT |  | Five Finger Light | AIS TRANSCEIVER WITH WEATHER | 57.2702 | -133.6316 | Fixed | 7/2/2015 -10/11/2017 | O | MXAK | N | Marine Exchnge of Alaska | nonprofit | MXAK (Marine Exchange of Alaska) | AOOS | dew_point_temperaure, air_temperature, air_pressure, relative_humidity, wind_speed_of_gust, wind_gust_from_direction, wind_speed, wind_from_direction | Stops in Oct 2017
AOOS | urn:ioos:station:org.mxak:WALES |  | Wales | AIS TRANSCEIVER WITH WEATHER | 65.605 | -168.0864 | Fixed | 1/23/2009; 05/05/15 - 11/11/2020 | O | MXAK | YP | Marine Exchange of Alaska | nonprofit | MXAK (Marine Exchange of Alaska) | AOOS | dew_point_temperaure, air_temperature, air_pressure, relative_humidity, wind_speed_of_gust, wind_gust_from_direction, wind_speed, wind_from_direction | Went offline due to sensor failure Nov 11, 2020; No travel in 2021 for repairs. Holding it here in case it gets redeployed.
AOOS | urn:ioos:station:org.mxak:KAKTOVIK |  | Kaktovik | AIS STATION WITH WEATHER | 70.1276 | -143.6159 | Fixed | 08/01/18; 12/12/2018 - 02/07/2020 | O | AOOS | YP | Marine Exchange of Alaska | nonprofit | MXAK (Marine Exchange of Alaska) | AOOS | dew_point_temperaure, air_temperature, air_pressure, relative_humidity, wind_speed_of_gust, wind_gust_from_direction, wind_speed, wind_from_direction | This stopped reporting in Feb 2020. Plans are to replace, but COVID resrictions in 2020 and 2021. Leaving it here in case it goes in again.
AOOS | org_mxak_tree_point | TPXA2 | Tree Point | Weather and AIS eATON/Transceiver | 54.8026 | -130.9344 | Fixed | 12/22/2019-02/25/2021 | Y | MXAK | Yp | Marine Exchange of Alaska | nonprofit | MXAK (Marine Exchange of Alaska) | MXAK, AOOS | dew_point_temperaure, air_temperature, air_pressure, relative_humidity, wind_speed_of_gust, wind_gust_from_direction, wind_speed, wind_from_direction | New in late 2019. Not reporting until after AOOS submitted 2019. Stopped reporting 02/25/2021. holding it here in case it gets deployed.
AOOS | urn:ioos:station:org.oceanalaska:ketchikan |  | Ketchikan Harbor Oceans AK Burkolator | Ketchikan Harbor, Oceans Alaska Facility Burkolator | 55.3156 | -131.5938 | Fixed | 8/29/2016; 09/12/18 | O | IOOS OTT, NOAA-OAP, UAF-OARC | YP | Hakai Institute | nonprofit | Hakai Institute | IPACOA | dissolved_carbon_dioxide_co2, pco2, omega_aragonite, sea_water_temperature, sea_water_practical_salinity, sea_water_ph_reported_on_total_scale, sea_water_alkalinity_expressed_as_mole_equivalent | Stopped reporting in 2022. | Update 2023:The Ketchikan system will be taken apart and relocated to Natalie Mnnacci OARC Lab in Fairbanks where she'll hone her skills with the system and then use it to help others.
AOOS | urn:ioos:station:edu.oregonstate:burkolator |  | Alutiiq Pride Shellfish Hatchery Burke-o-Lator | ALUTIIQ PRIDE SHELLFISH HATCHERY, SEWARD AK | 60.0992 | -149.4428 | Fixed | 1905-07-05 | N - not since 2020 | IOOS OTT, BIA, AOOS, NOAA-OAP | Yp | Alutiiq Pride Shellfish Hatchery | Industry | Alutiiq Pride SH, Hakai Institute | IPACOA | dissolved_carbon_dioxide_co2, pco2, omega_aragonite, sea_water_temperature, sea_water_practical_salinity, sea_water_ph_reported_on_total_scale, sea_water_alkalinity_expressed_as_mole_equivalent | Stopped reporting real time November 2020. Not sure what the situation is at this station. Askin OA Network Coordinator to track down the status. | Update 2023: APMI wants to reconnect the data stream to Hakai (which then streams to AOOS, IPACOA and others) but they hadn't heard from Wiley.This system has been offline since 2020 (3 years), but should start streaming in 2024.
AOOS | nelson-lagoon-inner-wave-buoy | New 2021 | Nelson Lagoon (Inner) Wave Buoy | SOFAR Spotter Wave Buoy - Nelson Lagoon Community Deployment | 56.0014 | -161.2119 | Moored Buoy | 10/4/2021 - 11/26/2021 | Y, O (seasonal) | EPA IGAP | N | Nelson Lagoon (community) and UAF (Chris Maio) | Academic, Private | Nelson Lagoon Community and UAF- Arctic Coastal Geoscience Lab | SOFAR OCEAN | sea_surface_wave_significant_height, sea_surface_wave_from_direction, sea_surface_wave_period_at_variance_spectral_density_maximum, wind_speed, wind_from_direction, sea_surface_wave_mean_period, sea_surface_wave_directional_spread, sea_surface_wave_directional_spread_at_variance_spectral_density_maximum, sea_surface_wave_from_direction_at_variance_spectral_density_maximum | These are seasonal buoy deployments, and this was the first year trial with a community partner. Plan to redeploy in spring once ice free.
AOOS | nelson-lagoon-outer-wave-buoy | New 2021 | Nelson Lagoon (Outer) Wave Buoy | SOFAR Spotter Wave Buoy - Nelson Lagoon Community Deployment | 56.0013 | -161.212 | Moored Buoy | 11/02/2021 - 11/26/2021 | Y, O (seasonal) | EPA IGAP | N | Nelson Lagoon (commumity) and UAF (Chris Maio) | Academic, Private | Nelson Lagoon Community and UAF- Arctic Coastal Geoscience Lab | SOFAR OCEAN | sea_surface_wave_significant_height, sea_surface_wave_from_direction, sea_surface_wave_period_at_variance_spectral_density_maximum, wind_speed, wind_from_direction, sea_surface_wave_mean_period, sea_surface_wave_directional_spread, sea_surface_wave_directional_spread_at_variance_spectral_density_maximum, sea_surface_wave_from_direction_at_variance_spectral_density_maximum | These are seasonal buoy deployments, and this was the first year trial with a community partner. Plan to redeploy in spring once ice free. | The Ketchikan system will be taken apart and relocated to Natalie's Lab in Fairbanks where she'll hone her skills with the system and then use it to help others.
AOOS | naknek-wave-buoy | New 2021 | Naknek Wave Buoy | SOFAR Spotter Wave Buoy in Naknek Harbor | 58.6191 | -157.3527 | Moored Buoy | 09/20/2021 - 11/26/2021 | Y, O (seasonal) | Alaska Sea Grant - NOAA | N | UAF-Arctic Coastal Geoscience Lab (Chris Maio) | Academic | UAF-Arctic Geoscience Lab | SOFAR OCEAN | sea_surface_wave_significant_height, sea_surface_wave_from_direction, sea_surface_wave_period_at_variance_spectral_density_maximum, wind_speed, wind_from_direction, sea_surface_wave_mean_period, sea_surface_wave_directional_spread, sea_surface_wave_directional_spread_at_variance_spectral_density_maximum, sea_surface_wave_from_direction_at_variance_spectral_density_maximum | This is a seasonal buoy deployment. Plan to redeploy in spring once ice free. | The Ketchikan system will be taken apart and relocated to Natalie's Lab in Fairbanks where she'll hone her skills with the system and then use it to help others.
AOOS | dillingham-wave-buoy | New 2021 | Dillingham Wave Buoy | SOFAR Spotter Wave Buoy in Dillingham Harbor | 59.0224 | -158.5104 | Moored Buoy | 5/25/2021 - 07/05/2021 | Y, O (seasonal) | Alaska Sea Grant - NOAA | N | UAF-Arctic Coastal Geoscience Lab (Chris Maio) | Academic | UAF-Arctic Geoscience Lab | SOFAR OCEAN | sea_surface_wave_significant_height, sea_surface_wave_from_direction, sea_surface_wave_period_at_variance_spectral_density_maximum, wind_speed, wind_from_direction, sea_surface_wave_mean_period, sea_surface_wave_directional_spread, sea_surface_wave_directional_spread_at_variance_spectral_density_maximum, sea_surface_wave_from_direction_at_variance_spectral_density_maximum | This is a seasonal buoy deployment.Unfortuantely, buoy was hit by a boat and lost in July 2021, and not redeployed in 2021. Plan to redeploy in spring 2022 once ice free.
AOOS | valdez-glacier | 2015 | Valdez Glacier | MET and Climate Station on Valdez Glacier | 61.2369 | -146.2476 | Fixed | 02/04/205 | N - not since 2020 (COVID) | Alaska Department of Natural Resources - Division of Geological & Geophysical Surveys (AKDNR-DGGS) and others (see comments) | N | AKDNR-DGGS | gov_state | AKDNR-DGGS | AKDNR-DGGS | air_pressure, relative_humidity, solar_irradiance, air_temperature, air_temperature_secondary | Valdez Glacier high-elevation weather station is located approximately 12 km (7.5 mi) NNE of Valdez, AK on a ridge between Valdez Glacier and Mineral Creek drainage basins. This station exists because of the cooperation of multiple agencies. CRREL provided all of the station components, DGGS and UAF provided technical and logistical support, USGS contributed to logistics, and the Prince William Sound Science Center in Cordova provided facilities for staging equipment. Continued operation of this station is possible through support from the City of Valdez, CRREL, and DGGS's Climate and Cryosphere Hazards Program.
AOOS | urn:ioos:station:org.inletkeeper:anchor-river |  | Cook Inletkeeper, Anchor River | Anchor River at the Old Sterling Highway Bridge in Anchor Point, Cook Inlet | 59.7724 | -151.8367 | Fixed | 2013-09-07 | Y | Cook Inletkeeper, Kenai Peninsula Fish Habitat Partnership, Western Native Trout Initiative; Installation support: Kenai Chapter of Trout Unlimited, BeadedStream LLC | N | Cook Inletkeeper | nonprofit | Cook Inletkeeper | Cook Inletkeeper | air_temperature, sea_water_temperature, panel_temperature, battery_voltage | Since 2002, Cook Inletkeeper has been collecting continuous water temperature data below the confluence of the North and South Forks.
AOOS | urn:ioos:station:org.inletkeeper:deshka-river |  | Cook Inletkeeper, Deshka River (Kroto Creek) | Deshka River (alias: Kroto Creek), Cook Inlet | 61.7675 | -150.3399 | Fixed | 2013-09-09 | Y | Cook Inletkeeper: Installation support from BeadedStream LLC, AK Fish and Game | N | Cook Inletkeeper | nonprofit | Cook Inletkeeper | Cook Inletkeeper | air_temperature, sea_water_temperature, panel_temperature, battery_voltage | Since 2008, Cook Inletkeeper has been collecting water temperature data on the lower Deshka River below the ADF&G weir.
AOOS | urn:ioos:station:org.inletkeeper:russian-river |  | Cook Inletkeeper, Russian River | Russian River, 3 miles upstream on the Russian River Falls Trail below the lower lake. | 60.453 | -149.9868 | Fixed | 2016-10-14 | Y | Cook Inletkeeper, Kenai Peninsula Fish Habitat Partnership | N | Cook Inletkeeper | nonprofit | Cook Inletkeeper | Cook Inletkeeper | air_temperature, sea_water_temperature, panel_temperature, battery_voltage | Since 2002, Cook Inletkeeper has been collecting continuous water temperature data in non-glacial streams across the Cook Inlet watershed, but not on Russian River.
AOOS | whittier-ak | WTGA2; New 2022 | Passage Canal 1 N Whittier, AK, Tidal Gage | Whittier Harbor piling (Tier B) | 60.7774 | -148.6924 | Fixed | deployed Spring 2022; data 11/25/2022 | N - Uninstalled September 14, 2023 | AOOS, AKDNR | Yp | AK DNR | gov_state | AK DNR, JOA Surveys | Stillwater Technologies, NOAA Alaska-Pacific River Forecast Center (APRFC) | sea_surface_height_above_sea_level | NOTE: This station was relocated to the AK Marine HWY dock in September 2023. This station will no longer be reporting after 2023 and will be removed from this inventory in 2024. The NOAA TWC installed a higher resolution water level system at this same location without notifying us about it, and making this redundant. The new location will be reporting in 2024, and will also have a co-located ACORN GNSS-R system for testing outputs for water level. The rest of this info remains unchanged. A Judd Communications Ultrasonic Depth Sensor was installed by JOA Surveys for AOOS and AKDNR on a wooden piling in the harbor of Whittier, AK. It was installed in the spring of 2022 but data were not available until summer of 2022 (APRFC). Data is publisheed via the NOAA NWS Advanced Hydrologic Prediction Service (AHPS) through the efforts of the Alaska-Pacific River Forecast Center, and earlier data than provided on the AOOS portal can be found on the APRFC site. https://water.weather.gov/ahps2/hydrograph.php?wfo=pafc&gage=wtga2
AOOS | camel-bay-outer-wave-buoy | New 2022 | Camel Bay Outer Wave Buoy | SOFAR Spotter Wave Buoy - Outer Camel Bay, Adak Island | 51.6835 | -176.5879 | Moored Buoy | 2022-08-15 | O | NSF, UNCW-CMS | N | University of North Carolina (UNC), CMS | Academic | University of North Carolina, Willimington (UNCW) | SOFAR OCEAN | sea_surface_wave_significant_height, sea_surface_wave_from_direction, sea_surface_wave_period_at_variance_spectral_density_maximum, wind_speed, wind_from_direction, sea_surface_wave_mean_period, sea_surface_wave_directional_spread, sea_surface_wave_directional_spread_at_variance_spectral_density_maximum, sea_surface_wave_from_direction_at_variance_spectral_density_maximum | Stopped reporting in May 2023; NSF Bering Sea Storms Project, Sea Level Research Lab, UNCW-CMS, Project Buoy not funded by AOOS
AOOS | quail-bay-outer-wave-buoy | New 2022 | Quail Bay Outer Wave Buoy | SOFAR Spotter Wave Buoy - Outer Quail Bay | 51.7383 | -176.3032 | Moored Buoy | 2022-08-16 | Y | NSF, UNCW-CMS | N | University of North Carolina (UNC), CMS | Academic | University of North Carolina, Willimington (UNCW) | SOFAR OCEAN | sea_surface_wave_significant_height, sea_surface_wave_from_direction, sea_surface_wave_period_at_variance_spectral_density_maximum, wind_speed, wind_from_direction, sea_surface_wave_mean_period, sea_surface_wave_directional_spread, sea_surface_wave_directional_spread_at_variance_spectral_density_maximum, sea_surface_wave_from_direction_at_variance_spectral_density_maximum | Stopped reporting June 2023; NSF Bering Sea Storms Project, Sea Level Research Lab, UNCW-CMS, Project Buoy not funded by AOOS
AOOS | skan-bay-outer-wave-buoy | New 2021 | Skan Bay Outer Wave Buoy | SOFAR Spotter Wave Buoy in Skan Bay (outer bay) | 53.6315 | -167.0598 | Moored Buoy | 2021-08-27 | Y | NSF, UNCW-CMS | N | UNCW-Coastal Ocean Research and Monitoring Program (CORMP) | Academic | University of North Carolina, Willimington (UNCW) | SOFAR OCEAN | sea_surface_wave_significant_height, sea_surface_wave_from_direction, sea_surface_wave_period_at_variance_spectral_density_maximum, wind_speed, wind_from_direction, sea_surface_wave_mean_period, sea_surface_wave_directional_spread, sea_surface_wave_directional_spread_at_variance_spectral_density_maximum, sea_surface_wave_from_direction_at_variance_spectral_density_maximum | Stopped reporrting Jul 27 2023; NSF Bering Sea Storms Project, Sea Level Research Lab, UNCW-CMS, Project Buoy not funded by AOOS
AOOS | st-paul-island-wave-buoy | New 2022 | St. Paul Island Wave Buoy | SOFAR Spotter Wave Buoy in Skan Bay (outer bay) | 57.1208 | -170.3825 | Moored Buoy | 2022-09-20 | O | University of Alaksa, Fairbanks Geophysical Institute | N |  | Academic | UAF GI | SOFAR OCEAN | sea_surface_wave_significant_height, sea_surface_wave_from_direction, sea_surface_wave_period_at_variance_spectral_density_maximum, wind_speed, wind_from_direction, sea_surface_wave_mean_period, sea_surface_wave_directional_spread, sea_surface_wave_directional_spread_at_variance_spectral_density_maximum, sea_surface_wave_from_direction_at_variance_spectral_density_maximum | Stopped reporting Oct 20 2023; Project buoy deployments for which AOOS is sharing data on the Data Portal but is not funding.
AOOS | cape-lisburne | New Seasonal/Temporary | Cape Lisburne Wave Buoy 2023 | Cape Lisburne AEWC Backyard Buoys 2023 Seasonal Wave Buoy | 71.659 | -171.074 | Fixed | 07/28/23 - 10/26/23 | N | AOOS, NSF Backyard Buoys Program | N (NSF) | Alaska Eskimo Whaling Commission (AEWC) and AOOS | non-profit | AEWC | AOOS | sea_water_temperature, sea_surface_wave_mean_period, sea_surface_wave_directional_spread, sea_surface_wave_period_at_variance_spectral_density_maximum, sea_surface_wave_significant_height, sea_surface_wave_from_direction, wind_speed, wind_from_direction | These are seasonally deployed wave buoys as part of the Backyard Buoys projects AOOS has with NSF. Deployments also occurred in 2023, but these data were not uploaded to the AOOS Data Portal until 2024. Futuer deployments will likely be called out as separate stations, due to locational differences from year to year. These station deployments likely will need to updated and changed annually. list of all AEWC deployments in portal : https://portal.aoos.org/#metadata/2346/sensor_source
AOOS | cape-thompson | New Seasonal/Temporary | Cape Thompson Wave Buoy 2023 | Cape Thomspon AEWC Backyard Buoys 2023 Seasonal Wave Buoy | 68.149 | -166.027 | Fixed | 07/28/23 - 10/15/23 | N | AOOS, NSF Backyard Buoys Program | N (NSF) | Alaska Eskimo Whaling Commission (AEWC) and AOOS | non-profit | AEWC | AOOS | sea_water_temperature, sea_surface_wave_mean_period, sea_surface_wave_directional_spread, sea_surface_wave_period_at_variance_spectral_density_maximum, sea_surface_wave_significant_height, sea_surface_wave_from_direction, wind_speed, wind_from_direction | These are seasonally deployed wave buoys as part of the Backyard Buoys projects AOOS has with NSF. Deployments also occurred in 2023, but these data were not uploaded to the AOOS Data Portal until 2024. Futuer deployments will likely be called out as separate stations, due to locational differences from year to year. These station deployments likely will need to updated and changed annually. list of all AEWC deployments in portal : https://portal.aoos.org/#metadata/2346/sensor_source
AOOS | dease-inlet | New Seasonal/Temporary | Dease Inlet Wave Buoy 2023 | Dease Inlet AEWC Backyard Buoys 2023 Seasonal Wave Buoy | 71.102 | -155.384 | Fixed | 08/31/23 - 10/05/23 | N | AOOS, NSF Backyard Buoys Program | N (NSF) | Alaska Eskimo Whaling Commission (AEWC) and AOOS | non-profit | AEWC | AOOS | sea_water_temperature, sea_surface_wave_mean_period, sea_surface_wave_directional_spread, sea_surface_wave_period_at_variance_spectral_density_maximum, sea_surface_wave_significant_height, sea_surface_wave_from_direction, wind_speed, wind_from_direction | These are seasonally deployed wave buoys as part of the Backyard Buoys projects AOOS has with NSF. Deployments also occurred in 2023, but these data were not uploaded to the AOOS Data Portal until 2024. Futuer deployments will likely be called out as separate stations, due to locational differences from year to year. These station deployments likely will need to updated and changed annually. list of all AEWC deployments in portal : https://portal.aoos.org/#metadata/2346/sensor_source
AOOS | elson-lagoon-10-mi | New Seasonal/Temporary | Elson Lagoon 10 mile Wave Buoy 2023 | Elson Lagoon 10 mile AEWC Backyard Buoys 2023 Seasonal Wave Buoy | 71.39 | -155.83 | Fixed | 08/17/23 - 10/07/23 | N | AOOS, NSF Backyard Buoys Program | N (NSF) | Alaska Eskimo Whaling Commission (AEWC) and AOOS | non-profit | AEWC | AOOS | sea_water_temperature, sea_surface_wave_mean_period, sea_surface_wave_directional_spread, sea_surface_wave_period_at_variance_spectral_density_maximum, sea_surface_wave_significant_height, sea_surface_wave_from_direction, wind_speed, wind_from_direction | These are seasonally deployed wave buoys as part of the Backyard Buoys projects AOOS has with NSF. Deployments also occurred in 2023, but these data were not uploaded to the AOOS Data Portal until 2024. Futuer deployments will likely be called out as separate stations, due to locational differences from year to year. These station deployments likely will need to updated and changed annually. list of all AEWC deployments in portal : https://portal.aoos.org/#metadata/2346/sensor_source
AOOS | elson-lagoon-5-mi | New Seasonal/Temporary | Elson Lagoon 5 mile Wave Buoy 2023 | Elson Lagoon 5 mile AEWC Backyard Buoys 2023 Seasonal Wave Buoy | 71.303 | -155.69 | Fixed | 08/04/23 - 10/07/23 | N | AOOS, NSF Backyard Buoys Program | N (NSF) | Alaska Eskimo Whaling Commission (AEWC) and AOOS | non-profit | AEWC | AOOS | sea_water_temperature, sea_surface_wave_mean_period, sea_surface_wave_directional_spread, sea_surface_wave_period_at_variance_spectral_density_maximum, sea_surface_wave_significant_height, sea_surface_wave_from_direction, wind_speed, wind_from_direction | These are seasonally deployed wave buoys as part of the Backyard Buoys projects AOOS has with NSF. Deployments also occurred in 2023, but these data were not uploaded to the AOOS Data Portal until 2024. Futuer deployments will likely be called out as separate stations, due to locational differences from year to year. These station deployments likely will need to updated and changed annually. list of all AEWC deployments in portal : https://portal.aoos.org/#metadata/2346/sensor_source
AOOS | elson-lagoon-2-mi | New Seasonal/Temporary | Elson Lagoon 2 mile Wave Buoy 2023 | Elson Lagoon 2 mile AEWC Backyard Buoys 2023 Seasonal Wave Buoy | 71.225 | -155.836 | Fixed | 08/04/23 - 10/05/23 | N | AOOS, NSF Backyard Buoys Program | N (NSF) | Alaska Eskimo Whaling Commission (AEWC) and AOOS | non-profit | AEWC | AOOS | sea_water_temperature, sea_surface_wave_mean_period, sea_surface_wave_directional_spread, sea_surface_wave_period_at_variance_spectral_density_maximum, sea_surface_wave_significant_height, sea_surface_wave_from_direction, wind_speed, wind_from_direction | These are seasonally deployed wave buoys as part of the Backyard Buoys projects AOOS has with NSF. Deployments also occurred in 2023, but these data were not uploaded to the AOOS Data Portal until 2024. Futuer deployments will likely be called out as separate stations, due to locational differences from year to year. These station deployments likely will need to updated and changed annually. list of all AEWC deployments in portal : https://portal.aoos.org/#metadata/2346/sensor_source
AOOS | north-buoy | New Seasonal/Temporary | North Buoy Wave Buoy 2023 | North Buoy AEWC Backyard Buoys 2023 Seasonal Wave Buoy | 71.41 | -156.04 | Fixed | 08/22/23 - 09/12/23 | N | AOOS, NSF Backyard Buoys Program | N (NSF) | Alaska Eskimo Whaling Commission (AEWC) and AOOS | non-profit | AEWC | AOOS | sea_water_temperature, sea_surface_wave_mean_period, sea_surface_wave_directional_spread, sea_surface_wave_period_at_variance_spectral_density_maximum, sea_surface_wave_significant_height, sea_surface_wave_from_direction, wind_speed, wind_from_direction | These are seasonally deployed wave buoys as part of the Backyard Buoys projects AOOS has with NSF. Deployments also occurred in 2023, but these data were not uploaded to the AOOS Data Portal until 2024. Futuer deployments will likely be called out as separate stations, due to locational differences from year to year. These station deployments likely will need to updated and changed annually. list of all AEWC deployments in portal : https://portal.aoos.org/#metadata/2346/sensor_source
AOOS | point-barrow-2-mi | New Seasonal/Temporary | Point Barrow 2 Mile Wave Buoy 2023 | Point Barrow 2 Mile AEWC Backyard Buoys 2023 Seasonal Wave Buoy | 71.42 | -155.33 | Fixed | 08/17/23 - 10/24/23 | N | AOOS, NSF Backyard Buoys Program | N (NSF) | Alaska Eskimo Whaling Commission (AEWC) and AOOS | non-profit | AEWC | AOOS | sea_water_temperature, sea_surface_wave_mean_period, sea_surface_wave_directional_spread, sea_surface_wave_period_at_variance_spectral_density_maximum, sea_surface_wave_significant_height, sea_surface_wave_from_direction, wind_speed, wind_from_direction | These are seasonally deployed wave buoys as part of the Backyard Buoys projects AOOS has with NSF. Deployments also occurred in 2023, but these data were not uploaded to the AOOS Data Portal until 2024. Futuer deployments will likely be called out as separate stations, due to locational differences from year to year. These station deployments likely will need to updated and changed annually. list of all AEWC deployments in portal : https://portal.aoos.org/#metadata/2346/sensor_source
AOOS | point-barrow-5-mi | New Seasonal/Temporary | Point Barrow 5 Mile Wave Buoy 2023 | Point Barrow 5 Mile AEWC Backyard Buoys 2023 Seasonal Wave Buoy | 71.46 | -156.6 | Fixed | 08/03/23 - 08/05/23 | N | AOOS, NSF Backyard Buoys Program | N (NSF) | Alaska Eskimo Whaling Commission (AEWC) and AOOS | non-profit | AEWC | AOOS | sea_water_temperature, sea_surface_wave_mean_period, sea_surface_wave_directional_spread, sea_surface_wave_period_at_variance_spectral_density_maximum, sea_surface_wave_significant_height, sea_surface_wave_from_direction, wind_speed, wind_from_direction | These are seasonally deployed wave buoys as part of the Backyard Buoys projects AOOS has with NSF. Deployments also occurred in 2023, but these data were not uploaded to the AOOS Data Portal until 2024. Futuer deployments will likely be called out as separate stations, due to locational differences from year to year. These station deployments likely will need to updated and changed annually. list of all AEWC deployments in portal : https://portal.aoos.org/#metadata/2346/sensor_source
AOOS | point-hope | New Seasonal/Temporary | Point Hope Wave Buoy 2023 | Point Hope AEWC Backyard Buoys 2023 Seasonal Wave Buoy | 68.42 | -166.69 | Fixed | 08/03/23-10/22/23 | N | AOOS, NSF Backyard Buoys Program | N (NSF) | Alaska Eskimo Whaling Commission (AEWC) and AOOS | non-profit | AEWC | AOOS | sea_water_temperature, sea_surface_wave_mean_period, sea_surface_wave_directional_spread, sea_surface_wave_period_at_variance_spectral_density_maximum, sea_surface_wave_significant_height, sea_surface_wave_from_direction, wind_speed, wind_from_direction | These are seasonally deployed wave buoys as part of the Backyard Buoys projects AOOS has with NSF. Deployments also occurred in 2023, but these data were not uploaded to the AOOS Data Portal until 2024. Futuer deployments will likely be called out as separate stations, due to locational differences from year to year. These station deployments likely will need to updated and changed annually. list of all AEWC deployments in portal : https://portal.aoos.org/#metadata/2346/sensor_source
AOOS | wainwright-10-mi | New Seasonal/Temporary | Wainwright 10 mile Wave Buoy 2023 | Wainwright 10 mile AEWC Backyard Buoys 2023 Seasonal Wave Buoy | 70.727 | -160.348 | Fixed | 08/04/23 - 10/20/23 | N | AOOS, NSF Backyard Buoys Program | N (NSF) | Alaska Eskimo Whaling Commission (AEWC) and AOOS | non-profit | AEWC | AOOS | sea_water_temperature, sea_surface_wave_mean_period, sea_surface_wave_directional_spread, sea_surface_wave_period_at_variance_spectral_density_maximum, sea_surface_wave_significant_height, sea_surface_wave_from_direction, wind_speed, wind_from_direction | These are seasonally deployed wave buoys as part of the Backyard Buoys projects AOOS has with NSF. Deployments also occurred in 2023, but these data were not uploaded to the AOOS Data Portal until 2024. Futuer deployments will likely be called out as separate stations, due to locational differences from year to year. These station deployments likely will need to updated and changed annually. list of all AEWC deployments in portal : https://portal.aoos.org/#metadata/2346/sensor_source
AOOS | wainwright-5-mi | New Seasonal/Temporary | Wainwright 5 mile Wave Buoy 2023 | Wainwright 5 mile AEWC Backyard Buoys 2023 Seasonal Wave Buoy | 70.679 | -160.211 | Fixed | 08/04/23 - 10/14/23 | N | AOOS, NSF Backyard Buoys Program | N (NSF) | Alaska Eskimo Whaling Commission (AEWC) and AOOS | non-profit | AEWC | AOOS | sea_water_temperature, sea_surface_wave_mean_period, sea_surface_wave_directional_spread, sea_surface_wave_period_at_variance_spectral_density_maximum, sea_surface_wave_significant_height, sea_surface_wave_from_direction, wind_speed, wind_from_direction | These are seasonally deployed wave buoys as part of the Backyard Buoys projects AOOS has with NSF. Deployments also occurred in 2023, but these data were not uploaded to the AOOS Data Portal until 2024. Futuer deployments will likely be called out as separate stations, due to locational differences from year to year. These station deployments likely will need to updated and changed annually. list of all AEWC deployments in portal : https://portal.aoos.org/#metadata/2346/sensor_source
AOOS | wainwright-2-mi | New Seasonal/Temporary | Wainwright 2 mile Wave Buoy 2023 | Wainwright 2 mile AEWC Backyard Buoys 2023 Seasonal Wave Buoy | 70.654 | -160.103 | Fixed | 08/04/23 - 10/06/23 | N | AOOS, NSF Backyard Buoys Program | N (NSF) | Alaska Eskimo Whaling Commission (AEWC) and AOOS | non-profit | AEWC | AOOS | sea_water_temperature, sea_surface_wave_mean_period, sea_surface_wave_directional_spread, sea_surface_wave_period_at_variance_spectral_density_maximum, sea_surface_wave_significant_height, sea_surface_wave_from_direction, wind_speed, wind_from_direction | These are seasonally deployed wave buoys as part of the Backyard Buoys projects AOOS has with NSF. Deployments also occurred in 2023, but these data were not uploaded to the AOOS Data Portal until 2024. Futuer deployments will likely be called out as separate stations, due to locational differences from year to year. These station deployments likely will need to updated and changed annually. list of all AEWC deployments in portal : https://portal.aoos.org/#metadata/2346/sensor_source

## Tows and surveys
RA | Station ID | WMO ID or NWS/CMAN ID | Station Long Name | Station Description | Latitude (dec deg) | Longitude (dec deg) | Platform Type | Station Deployment (mm/yyyy, yyyy, < 5 yr, > 5 yr) | Currently Operational? (Y, N, O, U) | Platform Funder/Sponsor | RA Funding Involvement (Yf, Yp, N) | Platform Operator/Owner | Operator Sector | Platform Maintainer | Data Manager | Variable Names + water column depth of measurement in meters [CF_name (# m, # m) or CF_name (mult) or CF_name (# depths)]. | Additional notes
AOOS | Seward Line |  | Seward Line Data, CTD | Shiboard CTD surveys, sampled twice per year since 2006, but data exist before 2006. | 59.845 to 58.098334 | lon -149.46667 to - 147.01 | Ship | 1997-10-10 | Y | AOOS, Exxon Valdez Oil Spill Trustees Council (EVOSTC) | Yp | UAF_CFOS | Academic | UAF_CFOS | AOOS | water column parameters (multi-depth): sea_water_pressure, sea_water_electrical_conductivity, sea_water_temperature, chlorophyll_fluorescence, beam transmission, PAR/Irradiance, dissolved_oxygen, altimeter, sea_water_density (variables), sea_water_practical_salnity | so far, AOOS serves data from 2012-2016 and is ongoing; there are also zoo and phyto plankton data for these
AOOS | Seward Line OA Sampling |  | Seward Line Data, Ocean Acidification Sampling | 10 year OA sampling, shipboard sampling twice per year, 2008-2017 | 59.845 to 58.098333 | lon -149.46667 to - 147.00 | Ship | 6/30/2008 - 2018 | Y | AOOS | Yf | UAF_OARC | Academic | UAF_OARC | AOOS, NOAA PMEL | water column parameters (muulti-depth): partial_pressure_of_carbon_dioxide_in_sea_water, Aragonite Saturation, sea_water_temperature, sea_water_salinity, sea_water_dissolved_oxygen, sea_water_alkalinity_expressed_as_mole_equivalent (total _lkalinity), sea_water_ pH | Not sure ontology for PAR, Beam Transimission (KB: Don't worry about it).
AOOS |  |  | Prince William Sound, CTD Surveys | EVOSTC Gulf Watch, Prince William Sound Science Center | 59.975407 to 61.26107 | lon -148.51602 to -145.94562 | Ship | 2009 | Y | Exxon Valdez Oil Spill Trustees Council (EVOSTC), Gulf Watch Program | N | PWSSC | nonprofit | PWSSC-Prince William Sound Science Center | AOOS as part of EVOSTC GWA and HRM | water column parameters (multi-depth): sea_water_temperature, sea_water_electrcial_conductivity, sea_water_practical_salinity, sea_water_density, sea_water_pressure, water_depth, nitrate, phosphate, Chlorophyll_a, silicate, zooplankton | Data in AOOS 03/2013-*; Oceanographic conditions in Prince William Sound
AOOS |  |  | Prince William Sound, Conitinuous Plankton Recordrer (CPR) | EVOSTC Gulf Watch, with SAHFOS | 59.975407 to 61.26108 | lon -148.51602 to -145.94563 | towed_underwater_vehicle | 2000 | Y | Exxon Valdez Oil Spill Trustees Council (EVOSTC), NPRB, Canada DFO, Sir Alister Hardy Foundation for Ocean Sciences | N | Sir Alister Hardy Foundation for Ocean Sciences, Sonia Batten, soba@sahfos.ac.uk | Academic | Sonia Batten, soba@sahfos.ac.uk | AOOS as part of EVOSTC GWA and HRM | water column parameters (multi-depth): sea_water_temperature, plankton (for full taxonomic information refer to WoRMS (World Register of Marine Species): http://www.marinespecies.org/) | Continuous Plankton Recorders aret towed vehicles
Something Newly added to spreadsheet

## New stations coming 2025 +
RA | Station ID | WMO ID or NWS/CMAN ID | Station Long Name | Station Description | Latitude (dec deg) | Longitude (dec deg) | Platform Type | Station Deployment (mm/yyyy, yyyy, < 5 yr, > 5 yr) | Currently Operational? (Y, N, O, U) | Platform Funder/Sponsor | RA Funding Involvement (Yf, Yp, N) | Platform Operator/Owner | Operator Sector | Platform Maintainer | Data Manager | Variable Names + water column depth of measurement in meters [CF_name (# m, # m) or CF_name (mult) or CF_name (# depths)]. | Additional notes
AOOS |  |  | Shishmaref | Weather, AIS |  |  | Fixed |  |  | AOOS | Yp | Marine Exchange of Alaska | non-profit | MXAK | MXAK, AOOS |  | Planned, delayed in 2023, not sure if or when this might get in place, delayed
AOOS |  |  | Little Diomede Island, Bering Strait, AK | Weather only |  |  | Fixed |  |  | AOOS | Yf | Marine Exchange of Alaska | non-profit | MXAK | MXAK, AOOS |  | Planned as part of ROP for 2024-? once site selection and permitted
AOOS |  |  | Cape Edgecumbe (Kruzof Island, Sitka Sound) |  |  |  | Fixed |  |  | AOOS | Yf | Marine Exchange of Alaska | non-profit | MXAK | MXAK, AOOS |  | Postponed and funds being used to install on vessel instead 2023-24
AOOS |  |  | Kake |  |  |  | Fixed |  |  | AOOS | Yf | Marine Exchange of Alaska | non-profit | MXAK | MXAK, AOOS |  | Postponed and funds being used to install on vessel instead 2023-25
AOOS |  |  | Dillingham Harbor |  |  |  | Fixed |  |  | AOOS | Yf | Marine Exchange of Alaska | non-profit | MXAK | MXAK, AOOS |  | Postponed and funds being used to install on vessel instead 2023-26

## Definitions
RA | Station ID | WMO ID or NWS/CMAN ID | Station Long Name | Station Description | Latitude (dec deg) | Longitude (dec deg) | Platform Type | Station Deployment (mm/yyyy, yyyy, < 5 yr, > 5 yr) | Currently Operational? (Y, N, O, U) | Platform Funder/Sponsor | RA Funding Involvement (Yf, Yp, N) | Platform Operator/Owner | Operator Sector | Platform Maintainer | Data Manager | Variable Names + water column depth of measurement in meters [CF_name (# m, # m) or CF_name (mult) or CF_name (# depths)]. | Additional notes
RA name | (Optional) Any unique digital or alphanumeric identifier assigned by the RA or affiliate (e.g. CDIP) to distinguish the station. (e.g. 204; GAK Seward, SUN2, NH-10, etc). Does NOT include the WMO ID or CMAN ID (see next column). Leave blank if none. | (Required) The World Meteorological Organization 5-digit station identifier (WMO ID) is assigned to ocean platforms (drifting buoys, moored buoys, ocean reference sites, and profiling floats). e.g. 48088. The National Weather Service 5-digit alphanumerical identifier (e.g. the National Data Buoy Center CMAN ID) is assigned to shore-based stations. (e.g. HBYC1). For special cases where an ID is not assigned, put N/A and briefly indicate why in the notes. | (Required) Station name. e.g. Red Bank - Garden Banks, Fripps Inlet, etc. | (Optional) Anything descriptive about the station. This is a freeform field. | (Required) | (Required) | (Required) A structure or vehicle designed to hold one or more sensors such that the intended oceanographic or atmospheric variable(s) can be monitored or measured in a manner designed for the ocean observing system or scientific hypotheses. Use terms listed in the IOOS Platform Vocabulary: http://mmisw.org/ont/ioos/platform (e.g. buoy, profiling buoy, moored buoy, wave buoy, fixed, offshore tower, profile) | (Required) The time when the station became operational. This can be determined by the first data record or an installation date. This indicates the first time the station was deployed - not the last or latest, but the first time - even if IOOS was not established yet. Accepted responses: Please provide a month and year (mm/yyyy). If the actual deployment date is not known then provide a year (yyyy), or "< 5 yr" (any date on/after 1/1/2013) or "> 5 yr" (any date on/before 12/31/2012) . If not available, please indicate why in the notes column. | (Required) Is the asset deployed and collecting data? Y = Yes (this includes seasonal buoys intended for redeployment). N = No (it was uninstalled/removed, or is offline with no intent to repair). O = Offline (temporary outage, with intent to repair or redeploy). U = Unknown (e.g. funding uncertainty for repair/redeployment, or operator's plans are unknown). If O or U, please indicate why in the notes column. | (Optional) A person, group, or organization’s full or partial support of the asset. (e.g. AOOS, USACE). Does not include support for data management activities. Multiple groups may be listed. | (Required) Does the RA currently fund the asset? This excludes support for data management activities. Yf = Fully funds. Yp = Partially funds. N = No funding. | (Required) IOOS Vocabulary definition: "Platform operator used as classifier or contact type; will often be the platform owner as well..." Akin to the Creator_name attribute in netCDF: "The person/organization that (primarily) collects the data." In general, the person/group/institution principally responsible for operating the station. Note that most of the time this is also the group that maintains the asset. | (Required) Use the IOOS Organization Societal Sector Vocabulary. (Academic, industry, tribal, nonprofit, gov_state, gov_federal, etc). Underscores required. http://mmisw.org/ont/ioos/sector | (Optional) The organization with the primary responsibility for providing the maintenance of the platorm/sensors today (e.g. University of Wisconsin-Milwaukee). In most cases this will be the same as the platform operator. This is the group that conducts maintenance activities - this does not include the group that funds the maintenance (that group should fall under Platform Funder/Sponsor). | (Optional) The organization that is responsible for the data management activities. This does not mean the organization that funds the data management. | (Required) A list of observed variables that are associated with each station, with the depth(s) of the each measured oceanographic variable in parentheses following the variable name. 'Depths' not required for meteorological variables. If the variable is ONLY measured at the surface and no other dpeth, you do not need to include any parentheses/depth - just state the variable name. Use CF names (http://cfconventions.org/Data/cf-standard-names/47/build/cf-standard-name-table.html), and if the variable is not available in CF then use the IOOS parameter vocabulary (http://mmisw.org/ont/ioos/parameter). Accepted responses: sea_water_temperature (1 m, 10 m, 40 m), or sea_water_temperature (sfc, 10 m, 40 m), or sea_water_temperature (sfc and 2 depths), or mass_concentration_of_chlorophyll_in_sea_water. The latter means chlorophyll is measured only at the surface. Please provide all variables for the asset in a single cell in the spreadsheet (do not separate by row). | (Optional) Any additional information that does not fit in the template that you think is relevant, or provides context.